## TsSummer10_maximum
2024 Terminal Station Maximum Demand Forecast - MW, MVAr & MVA Forecasts aggregated by Terminal Station
Forecasts at time of Station peak - station diversity factors are applied.
Summer, 10% POE
Note: Summer years at end of season
LOCATIONID | LocationType | VOLTAGE | UNIT | 2024 (Actual Note 1) | 2025 | 2026 | 2027 | 2028 | 2029 | 2030 | 2031 | 2032 | 2033 | 2034
ERTS | Entire | 66 | MW | 393.9793 | 478.7947 | 477.4666 | 476.6299 | 477.4253 | 478.2505 | 478.3058 | 480.0593 | 484.8309 | 489.9127 | 491.956
ERTS12 | Split Bus | 66 | MW | 172.5479 | 203.4527 | 203.1039 | 203.2321 | 203.7964 | 204.2623 | 204.6014 | 205.6995 | 207.929 | 210.2628 | 211.4349
ERTS34 | Split Bus | 66 | MW | 224.6721 | 279.209 | 278.265 | 277.3715 | 277.6507 | 278.0496 | 277.8331 | 278.5584 | 281.1585 | 283.9578 | 284.9052
HTS | Entire | 66 | MW | 360.51 | 384.42 | 387.45 | 391.42 | 397.17 | 401.96 | 405.01 | 408.43 | 415.36 | 423.79 | 426.59
MTS | Entire | 22 | MW | 35.22 | 38.67 | 39.44 | 39.99 | 40.38 | 40.79 | 41.24 | 41.74 | 42.27 | 42.86 | 43.19
MTS | Entire | 66 | MW | 177.82 | 210.81 | 218.5 | 223.05 | 225.66 | 228.98 | 233.84 | 238.97 | 246.59 | 251.26 | 252.27
MTS6622 | Entire | 66 | MW | 213.03 | 249.48 | 257.94 | 263.04 | 266.04 | 269.77 | 275.08 | 280.71 | 288.86 | 294.12 | 295.46
SVTS | Entire | 66 | MW | 384.1845 | 424.5897 | 427.4543 | 430.6575 | 436.7609 | 440.4949 | 443.2625 | 446.1987 | 451.9573 | 459.5751 | 461.7827
SVTS12 | Split Bus | 66 | MW | 209.9223 | 240.1699 | 241.7346 | 243.4617 | 246.9401 | 249.0103 | 250.605 | 252.26 | 255.3893 | 259.9088 | 261.1665
SVTS34 | Split Bus | 66 | MW | 177.0662 | 187.6459 | 188.9668 | 190.4658 | 193.1377 | 194.8292 | 196.0235 | 197.327 | 199.998 | 203.1575 | 204.1243
TBTS | Entire | 66 | MW | 290.75 | 297.64 | 297.58 | 300.17 | 304.07 | 307.38 | 308.85 | 310.34 | 314.34 | 319.41 | 322.49
TSTS | Entire | 66 | MW | 314.0008 | 366.1452 | 368.0772 | 371.3119 | 375.816 | 380.0068 | 383.2666 | 386.9157 | 392.046 | 397.6216 | 401.1223
ERTS | Entire | 66 | MVAr | 79.711 | 107.7946 | 107.0748 | 106.4152 | 106.4602 | 106.5302 | 106.1684 | 106.4997 | 108.0736 | 109.8205 | 110.1829
ERTS12 | Split Bus | 66 | MVAr | 24.4764 | 35.7846 | 35.7132 | 35.692 | 35.9685 | 36.4085 | 36.7237 | 37.1503 | 37.8198 | 38.5291 | 38.9131
ERTS34 | Split Bus | 66 | MVAr | 54.2482 | 71.5563 | 70.9687 | 70.3975 | 70.406 | 70.4531 | 70.1007 | 70.2908 | 71.4594 | 72.7815 | 72.9625
HTS | Entire | 66 | MVAr | 97.34 | 100.81 | 102.18 | 103.98 | 106.59 | 108.76 | 110.14 | 111.69 | 114.83 | 118.65 | 119.92
MTS | Entire | 22 | MVAr | 3.38 | 3.5 | 3.64 | 3.75 | 3.82 | 3.89 | 3.98 | 4.07 | 4.17 | 4.28 | 4.34
MTS | Entire | 66 | MVAr | 32.1 | 34.3 | 36.76 | 38.21 | 39.05 | 40.11 | 41.66 | 43.3 | 45.74 | 47.23 | 47.55
MTS6622 | Entire | 66 | MVAr | 35.48 | 37.8 | 40.4 | 41.96 | 42.87 | 44 | 45.64 | 47.37 | 49.91 | 51.51 | 51.89
SVTS | Entire | 66 | MVAr | 78.6815 | 71.8238 | 72.724 | 73.7242 | 75.7344 | 76.9346 | 77.8646 | 78.8246 | 80.625 | 83.265 | 83.9852
SVTS12 | Split Bus | 66 | MVAr | 51.8307 | 53.7877 | 54.4628 | 55.2121 | 56.7108 | 57.6085 | 58.2984 | 59.0107 | 60.3609 | 62.3195 | 62.8611
SVTS34 | Split Bus | 66 | MVAr | 28.5558 | 19.9421 | 20.1911 | 20.4685 | 21.0332 | 21.3675 | 21.632 | 21.905 | 22.403 | 23.1537 | 23.3515
TBTS | Entire | 66 | MVAr | 65.4 | 66.46 | 66.44 | 67.56 | 69.26 | 70.69 | 71.33 | 71.98 | 73.72 | 75.92 | 77.26
TSTS | Entire | 66 | MVAr | 70.0457 | 97.4504 | 98.1289 | 99.3816 | 101.1991 | 102.8331 | 104.0238 | 105.3997 | 107.464 | 109.7464 | 111.0565
ERTS | Entire | 66 | MVA | 401.9621 | 490.779 | 489.3254 | 488.3649 | 489.151 | 489.9717 | 489.9471 | 491.7307 | 496.7302 | 502.0707 | 504.1438
ERTS12 | Split Bus | 66 | MVA | 174.2753 | 206.5757 | 206.2198 | 206.3425 | 206.9461 | 207.4817 | 207.871 | 209.0274 | 211.3405 | 213.7637 | 214.9859
ERTS34 | Split Bus | 66 | MVA | 231.1286 | 288.2325 | 287.1724 | 286.1656 | 286.4384 | 286.8366 | 286.5403 | 287.29 | 290.0974 | 293.1368 | 294.0994
HTS | Entire | 66 | MVA | 373.4201 | 397.4184 | 400.6972 | 404.9956 | 411.2243 | 416.414 | 419.7189 | 423.4262 | 430.9407 | 440.0861 | 443.1251
MTS | Entire | 22 | MVA | 35.3818 | 38.8281 | 39.6076 | 40.1654 | 40.5603 | 40.9751 | 41.4316 | 41.938 | 42.4752 | 43.0732 | 43.4075
MTS | Entire | 66 | MVA | 180.6941 | 213.5822 | 221.5706 | 226.2992 | 229.0138 | 232.4665 | 237.522 | 242.8612 | 250.7963 | 255.6604 | 256.7122
MTS6622 | Entire | 66 | MVA | 215.9644 | 252.3274 | 261.0847 | 266.3657 | 269.4719 | 273.3347 | 278.8405 | 284.6788 | 293.1401 | 298.5965 | 299.982
SVTS | Entire | 66 | MVA | 392.1588 | 430.6217 | 433.5965 | 436.9224 | 443.2785 | 447.1629 | 450.0495 | 453.1077 | 459.0924 | 467.0571 | 469.3579
SVTS12 | Split Bus | 66 | MVA | 216.2262 | 246.1193 | 247.7939 | 249.6437 | 253.3684 | 255.5873 | 257.2967 | 259.0702 | 262.4255 | 267.2757 | 268.6251
SVTS34 | Split Bus | 66 | MVA | 179.3541 | 188.7026 | 190.0424 | 191.5625 | 194.2796 | 195.9974 | 197.2135 | 198.5391 | 201.2489 | 204.4727 | 205.4557
TBTS | Entire | 66 | MVA | 298.0146 | 304.9697 | 304.9068 | 307.679 | 311.8582 | 315.4038 | 316.98 | 318.5781 | 322.8688 | 328.3087 | 331.6156
TSTS | Entire | 66 | MVA | 321.7187 | 378.8917 | 380.9332 | 384.3816 | 389.203 | 393.6748 | 397.1326 | 401.0148 | 406.5078 | 412.4891 | 416.2123
ATS_BLTS | Hybrid | 66 | MW | 253.36 | 309.2271 | 353.4219 | 401.2205 | 452.5683 | 468.5328 | 486.9063 | 506.0083 | 526.3696 | 546.7885 | 566.1022
ATS_BLTS | Hybrid | 66 | MVAr | 73.7076 | 77.0777 | 84.1731 | 98.281 | 107.9483 | 110.7521 | 111.8987 | 113.2302 | 115.0245 | 116.847 | 118.2012
ATS_BLTS | Hybrid | 66 | MVA | 263.8638 | 318.6885 | 363.3072 | 413.0824 | 465.2643 | 481.4447 | 499.5989 | 518.5224 | 538.7909 | 559.134 | 578.3106
ATS_WEST | Hybrid | 66 | MW | 237.4114 | 259.9897 | 280.9397 | 293.6697 | 375.3497 | 505.9097 | 594.5797 | 624.2597 | 632.5497 | 641.3597 | 647.0397
ATS_WEST | Hybrid | 66 | MVAr | 64.7619 | 89.84 | 102.65 | 110.43 | 160.35 | 240.16 | 294.35 | 312.5 | 317.56 | 322.95 | 326.42
ATS_WEST | Hybrid | 66 | MVA | 246.0859 | 275.0743 | 299.1056 | 313.7462 | 408.1661 | 560.0192 | 663.4508 | 698.1092 | 707.7878 | 718.0801 | 724.714
BATS | Entire | 66 | MW | 163.2626 | 199.57 | 206.76 | 213.72 | 221.72 | 225.1 | 227.17 | 230.3 | 234.86 | 240.42 | 242.68
BATS | Entire | 66 | MVAr | 34.1666 | 30.12 | 31.79 | 33.4 | 35.25 | 36.03 | 36.51 | 37.23 | 38.29 | 39.57 | 40.09
BATS | Entire | 66 | MVA | 166.7994 | 201.8301 | 209.1896 | 216.3141 | 224.5046 | 227.9653 | 230.0852 | 233.2899 | 237.9608 | 243.6546 | 245.9691
BETS | Entire | 22 | MW | 70.4153 | 80.99 | 81.79 | 82.94 | 83.99 | 85.43 | 86.08 | 86.98 | 88.65 | 90.43 | 91.4
BETS | Entire | 22 | MVAr | 0.36 | 3.6247 | 3.6605 | 3.712 | 3.759 | 3.8234 | 3.8525 | 3.8928 | 3.9675 | 4.0472 | 4.0906
BETS | Entire | 22 | MVA | 70.4162 | 81.0711 | 81.8719 | 83.023 | 84.0741 | 85.5155 | 86.1662 | 87.0671 | 88.7387 | 90.5205 | 91.4915
BETS | Entire | 66 | MW | 148.3066 | 170.87 | 171.23 | 173.39 | 176.38 | 178.62 | 179.55 | 181.05 | 183.68 | 186.94 | 188.68
BETS | Entire | 66 | MVAr | 20.4301 | 25.71 | 25.85 | 26.74 | 27.97 | 28.88 | 29.27 | 29.88 | 30.96 | 32.3 | 33.01
BETS | Entire | 66 | MVA | 149.7072 | 172.7934 | 173.1702 | 175.4398 | 178.5839 | 180.9397 | 181.9201 | 183.4991 | 186.2709 | 189.7099 | 191.5458
BLTS | Entire | 22 | MW | 41.6145 | 47.5091 | 48.3391 | 48.3191 | 48.4991 | 48.7691 | 48.7891 | 48.9391 | 49.3791 | 50.0391 | 50.2091
BLTS | Entire | 22 | MVAr | 11.8989 | 10.4875 | 10.5875 | 10.5875 | 10.6075 | 10.6375 | 10.6375 | 10.6575 | 10.7075 | 10.7875 | 10.8075
BLTS | Entire | 22 | MVA | 43.2822 | 48.6529 | 49.485 | 49.4655 | 49.6456 | 49.9158 | 49.9353 | 50.0861 | 50.5267 | 51.1887 | 51.3591
BLTS-SCI | Hybrid | 66 | MW
BLTS-SCI | Hybrid | 66 | MVAr
BLTS-SCI | Hybrid | 66 | MVA
BTS | Entire | 22 | MW | 103.6812 | 122.1082 | 125.0667 | 111.6766 | 96.689 | 100.1817 | 102.1961 | 104.3035 | 106.6076 | 109.244 | 111.7503
BTS | Entire | 22 | MVAr | 21.0421 | 27.1512 | 27.7039 | 26.6046 | 24.6323 | 25.6582 | 26.2403 | 26.8604 | 27.5286 | 28.2754 | 28.9823
BTS | Entire | 22 | MVA | 105.795 | 125.0904 | 128.0983 | 114.8019 | 99.7773 | 103.4152 | 105.5112 | 107.7066 | 110.1045 | 112.8439 | 115.4474
BTS | Entire | 66 | MW | 304.7091 | 340.54 | 350.37 | 352.03 | 371.3 | 377.71 | 381.19 | 382.2 | 387.54 | 391.16 | 393.44
BTS | Entire | 66 | MVAr | 69.9846 | 52.46 | 55 | 55.42 | 60.4 | 62.06 | 62.96 | 63.22 | 64.6 | 65.53 | 66.12
BTS | Entire | 66 | MVA | 312.6427 | 344.557 | 354.6606 | 356.3657 | 376.1806 | 382.7745 | 386.3545 | 387.3934 | 392.8873 | 396.6111 | 398.9573
CBTS | Entire | 66 | MW | 503.2073 | 521 | 535.3 | 550.2 | 566.4 | 581.9 | 596.9 | 613.1 | 631 | 649.2 | 665.8
CBTS | Entire | 66 | MVAr | 128.7871 | 138 | 141.8 | 145.9 | 150.6 | 155 | 159 | 163.5 | 168.8 | 174.2 | 178.8
CBTS | Entire | 66 | MVA | 519.43 | 539 | 553.8 | 569.2 | 586.1 | 602.2 | 617.7 | 634.6 | 653.2 | 672.2 | 689.4
DPTS | Hybrid | 66 | MW | 291.7442 | 313.59 | 357.04 | 452.06 | 502.01 | 548.54 | 582.31 | 601.2 | 615.82 | 632.77 | 644.42
DPTS | Hybrid | 66 | MVAr | 63.6926 | 60.15 | 74.7 | 106.52 | 123.25 | 138.83 | 150.14 | 156.46 | 161.36 | 167.04 | 170.94
DPTS | Hybrid | 66 | MVA | 298.6159 | 319.3066 | 364.7707 | 464.4403 | 516.9184 | 565.8356 | 601.3543 | 621.2255 | 636.6092 | 654.4465 | 666.7065
FBTS | Entire | 66 | MW | 238.7743 | 279.36 | 292.16 | 298.96 | 306.11 | 313.27 | 319.17 | 324.89 | 332.23 | 340.19 | 346.33
FBTS | Entire | 66 | MVAr | 66.9126 | 88.3 | 95.32 | 99.05 | 102.97 | 106.9 | 110.13 | 113.27 | 117.29 | 121.66 | 125.03
FBTS | Entire | 66 | MVA | 247.9727 | 292.9828 | 307.3164 | 314.9412 | 322.9646 | 331.0071 | 337.6361 | 344.0692 | 352.3262 | 361.2899 | 368.2078
GNTS | Entire | 66 | MW | 82.9 | 99.578 | 101.053 | 102.746 | 104.44 | 106.206 | 108.056 | 109.93 | 111.883 | 113.819 | 115.631
GNTS | Entire | 66 | MVAr | 28.8 | 34.6 | 35.1 | 35.7 | 36.3 | 36.9 | 37.5 | 38.2 | 38.9 | 39.6 | 40.2
GNTS | Entire | 66 | MVA | 87.7 | 105.4 | 107 | 108.8 | 110.6 | 112.4 | 114.4 | 116.4 | 118.4 | 120.5 | 122.4
GTS | Entire | 66 | MW | 438.4964 | 480.4302 | 495.2889 | 506.0503 | 518.3219 | 528.0736 | 535.6866 | 551.4386 | 566.1486 | 579.5073 | 587.4572
GTS | Entire | 66 | MVAr | 93.9745 | 106.2229 | 111.8591 | 115.5353 | 120.0098 | 123.571 | 126.3287 | 131.2096 | 136.4429 | 141.5295 | 144.3858
GTS | Entire | 66 | MVA | 448.4532 | 492.033 | 507.7633 | 519.0716 | 532.0337 | 542.3389 | 550.3808 | 566.8338 | 582.358 | 596.5394 | 604.9407
HOTS | Entire | 66 | MW | 78.5778 | 86.3 | 85.22 | 84.99 | 85.1 | 84.96 | 84.33 | 83.89 | 84.21 | 84.36 | 83.81
HOTS | Entire | 66 | MVAr | -4.6695 | 7.86 | 7.57 | 7.5 | 7.54 | 7.5 | 7.33 | 7.21 | 7.29 | 7.34 | 7.18
HOTS | Entire | 66 | MVA | 78.7164 | 86.6572 | 85.5556 | 85.3203 | 85.4334 | 85.2904 | 84.648 | 84.1993 | 84.525 | 84.6787 | 84.117
HYTS | Entire | 22 | MW | 1.3905 | 2.31 | 2.34 | 2.38 | 2.46 | 2.52 | 2.54 | 2.56 | 2.64 | 2.74 | 2.75
HYTS | Entire | 22 | MVAr | 0.37056 | 0.72 | 0.73 | 0.75 | 0.78 | 0.8 | 0.81 | 0.82 | 0.84 | 0.88 | 0.88
HYTS | Entire | 22 | MVA | 1.4391 | 2.4196 | 2.4512 | 2.4954 | 2.5807 | 2.6439 | 2.666 | 2.6881 | 2.7704 | 2.8778 | 2.8874
KGTS | Entire | 22 | MW | 13.0235 | 18.85 | 18.73 | 18.84 | 19.04 | 19.15 | 19.09 | 19.08 | 19.3 | 19.53 | 19.44
KGTS | Entire | 22 | MVAr | 0 | 0 | 0 | 0 | 0 | 0 | 0 | 0 | 0 | 0 | 0
KGTS | Entire | 22 | MVA | 13.0235 | 18.85 | 18.73 | 18.84 | 19.04 | 19.15 | 19.09 | 19.08 | 19.3 | 19.53 | 19.44
KGTS | Entire | 66 | MW | 49.9081 | 79.62 | 78.56 | 78.47 | 78.76 | 78.76 | 78.29 | 77.8 | 78.16 | 78.71 | 78.16
KGTS | Entire | 66 | MVAr | 10.6817 | 19.26 | 18.71 | 18.67 | 18.82 | 18.82 | 18.58 | 18.32 | 18.51 | 18.79 | 18.51
KGTS | Entire | 66 | MVA | 51.0384 | 81.9164 | 80.7573 | 80.6605 | 80.9773 | 80.9773 | 80.4645 | 79.9279 | 80.3219 | 80.9217 | 80.3219
KTS | Entire | 66 | MW | 520.3019 | 583.6595 | 648.6713 | 726.2854 | 817.0237 | 884.7504 | 935.1257 | 982.5802 | 1031.051 | 1065.7509 | 1097.1244
KTS | Entire | 66 | MVAr | 103.9256 | 136.9417 | 140.769 | 144.7947 | 149.199 | 152.5142 | 155.7655 | 159.6288 | 164.6818 | 169.9281 | 173.5105
KTS | Entire | 66 | MVA | 530.5795 | 599.5093 | 663.7698 | 740.5781 | 830.5348 | 897.7994 | 948.01 | 995.4623 | 1044.1198 | 1079.213 | 1110.76
KTS_East | Split Bus | 66 | MW | 322.3814 | 355.261 | 414.1682 | 487.6804 | 575.4126 | 640.6862 | 688.1821 | 727.3707 | 764.3224 | 784.4512 | 803.4935
KTS_East | Split Bus | 66 | MVAr | 81.9322 | 90.7504 | 91.5607 | 93.0367 | 94.9236 | 96.1131 | 97.6095 | 99.3514 | 101.459 | 103.5631 | 105.1832
KTS_East | Split Bus | 66 | MVA | 332.6299 | 366.6688 | 424.1682 | 496.4756 | 583.1897 | 647.8554 | 695.0699 | 734.1245 | 771.027 | 791.2579 | 810.3489
KTS_West | Split Bus | 66 | MW | 206.6559 | 244.1402 | 253.0128 | 260.4414 | 267.3186 | 272.6461 | 277.6625 | 287.9003 | 301.3324 | 317.1753 | 330.7782
KTS_West | Split Bus | 66 | MVAr | 31.9913 | 50.109 | 53.216 | 55.8636 | 58.4741 | 60.6613 | 62.4972 | 64.7103 | 67.7483 | 70.9806 | 73.033
KTS_West | Split Bus | 66 | MVA | 209.1174 | 249.2295 | 258.5487 | 266.3653 | 273.6393 | 279.3129 | 284.6091 | 295.083 | 308.8544 | 325.0206 | 338.7448
LY* | Entire | 66 | MW | 26 | 26.633 | 26.634 | 26.636 | 26.637 | 26.639 | 26.64 | 26.642 | 26.643 | 26.645 | 26.646
LY* | Entire | 66 | MVAr | 13.4 | 13.7 | 13.7 | 13.7 | 13.7 | 13.8 | 13.8 | 13.8 | 13.8 | 13.8 | 13.8
LY* | Entire | 66 | MVA | 29.2 | 30 | 30 | 30 | 30 | 30 | 30 | 30 | 30 | 30 | 30
MBTS | Entire | 66 | MW | 31.9 | 33.064 | 33.011 | 33.189 | 33.472 | 33.798 | 34.034 | 34.309 | 34.748 | 35.197 | 35.671
MBTS | Entire | 66 | MVAr | -7.2 | -7.4 | -7.4 | -7.4 | -7.5 | -7.6 | -7.6 | -7.7 | -7.8 | -7.9 | -8
MBTS | Entire | 66 | MVA | 32.7 | 33.9 | 33.8 | 34 | 34.3 | 34.6 | 34.9 | 35.2 | 35.6 | 36.1 | 36.6
MWTS | Entire | 66 | MW | 461.9 | 466.971 | 471.004 | 476.373 | 482.248 | 489.191 | 496.905 | 504.896 | 513.089 | 521.433 | 530.034
MWTS | Entire | 66 | MVAr | 70.6 | 71.3992 | 72.0159 | 72.8368 | 73.7351 | 74.7966 | 75.9761 | 77.1979 | 78.4506 | 79.7264 | 81.0415
MWTS | Entire | 66 | MVA | 467.3 | 472.3979 | 476.4778 | 481.9092 | 487.8524 | 494.8761 | 502.6798 | 510.7636 | 519.0518 | 527.4928 | 536.1938
RCTS | Entire | 22 | MW | 38.7288 | 42.66 | 42.42 | 42.65 | 43.23 | 43.65 | 43.67 | 43.88 | 44.61 | 45.45 | 45.41
RCTS | Entire | 22 | MVAr | -11.9267 | -5.91 | -5.88 | -5.91 | -5.97 | -6.02 | -6.02 | -6.04 | -6.12 | -6.21 | -6.2
RCTS | Entire | 22 | MVA | 40.5236 | 43.0674 | 42.8256 | 43.0575 | 43.6403 | 44.0632 | 44.083 | 44.2937 | 45.0278 | 45.8723 | 45.8313
RCTS | Entire | 66 | MW | 104.6088 | 117.4 | 117.84 | 120.64 | 122.33 | 123.39 | 123.67 | 124.4 | 126.08 | 128.14 | 128.35
RCTS | Entire | 66 | MVAr | 30.344 | 45.66 | 45.97 | 47.94 | 49.13 | 49.87 | 50.07 | 50.59 | 51.77 | 53.22 | 53.37
RCTS | Entire | 66 | MVA | 108.9208 | 125.9666 | 126.4892 | 129.8162 | 131.8271 | 133.0868 | 133.4214 | 134.2934 | 136.2949 | 138.7524 | 139.0039
RTS | Entire | 22 | MW | 39.497 | 60.12 | 71.31 | 74.93 | 75.7 | 76.09 | 76.16 | 76.28 | 76.74 | 77.32 | 78.18
RTS | Entire | 22 | MVAr | 6.7277 | 20.02 | 24.88 | 26.45 | 26.78 | 26.96 | 26.98 | 27.04 | 27.24 | 27.49 | 27.86
RTS | Entire | 22 | MVA | 40.0659 | 63.3657 | 75.5257 | 79.4614 | 80.2973 | 80.725 | 80.7977 | 80.9308 | 81.4312 | 82.0615 | 82.9957
RTS | Entire | 66 | MW | 462.2095 | 531.547 | 548.8779 | 568.8575 | 577.7785 | 586.7403 | 593.2855 | 600.0091 | 609.9345 | 621.3533 | 628.1465
RTS | Entire | 66 | MVAr | 117.2272 | 120.2254 | 129.19 | 139.5883 | 144.1142 | 148.6802 | 152.0427 | 155.4646 | 160.4977 | 166.3272 | 169.7889
RTS | Entire | 66 | MVA | 476.8436 | 544.9737 | 563.8768 | 585.7335 | 595.4804 | 605.285 | 612.4579 | 619.8226 | 630.6977 | 643.2299 | 650.6891
RWTS | Entire | 66 | MW | 415.91 | 466.3 | 469.5 | 474.9 | 481.8 | 488.9 | 496.7 | 505.3 | 514.3 | 524.4 | 532.8
RWTS | Entire | 66 | MVAr | 65.63 | 88.3 | 88.9 | 90 | 91.6 | 93.1 | 94.7 | 96.7 | 98.6 | 100.9 | 102.6
RWTS | Entire | 66 | MVA | 421.06 | 474.6 | 477.8 | 483.4 | 490.4 | 497.7 | 505.6 | 514.5 | 523.7 | 534 | 542.6
RWTS13 | Split Bus | 66 | MW | 256 | 288.5 | 289.9 | 293.4 | 297.8 | 302.1 | 306.9 | 312.7 | 318.2 | 324.6 | 329.4
RWTS13 | Split Bus | 66 | MVAr | 50.02 | 54.9 | 55.2 | 55.9 | 57 | 58 | 59.1 | 60.5 | 61.8 | 63.4 | 64.5
RWTS13 | Split Bus | 66 | MVA | 260.84 | 293.7 | 295.1 | 298.7 | 303.2 | 307.6 | 312.6 | 318.5 | 324.2 | 330.8 | 335.6
RWTS22 | Entire | 22 | MW | 80.13 | 88.6 | 89.7 | 90.8 | 92 | 93.1 | 94.3 | 95.5 | 96.9 | 98.5 | 99.8
RWTS22 | Entire | 22 | MVAr | 6.81 | 9.6 | 9.8 | 9.9 | 10.2 | 10.4 | 10.5 | 10.7 | 10.9 | 11.2 | 11.4
RWTS22 | Entire | 22 | MVA | 80.42 | 89.1 | 90.2 | 91.3 | 92.6 | 93.7 | 94.8 | 96.1 | 97.5 | 99.1 | 100.5
RWTS24 | Split Bus | 66 | MW | 163.3 | 177.8 | 179.5 | 181.5 | 184 | 186.8 | 189.7 | 192.6 | 196.1 | 199.8 | 203.4
RWTS24 | Split Bus | 66 | MVAr | 30.64 | 33.4 | 33.7 | 34.1 | 34.5 | 35.1 | 35.6 | 36.1 | 36.8 | 37.5 | 38.2
RWTS24 | Split Bus | 66 | MVA | 166.15 | 180.9 | 182.6 | 184.7 | 187.2 | 190.1 | 193.1 | 196 | 199.5 | 203.2 | 207
SHTS | Entire | 66 | MW | 246.6341 | 279.44 | 282.76 | 286.55 | 290.39 | 293.22 | 294.15 | 295.89 | 299.98 | 304.78 | 305.5
SHTS | Entire | 66 | MVAr | 53.1236 | 70.54 | 72.32 | 74.35 | 76.41 | 77.93 | 78.43 | 79.36 | 81.56 | 84.14 | 84.52
SHTS | Entire | 66 | MVA | 252.2905 | 288.2058 | 291.862 | 296.0386 | 300.2746 | 303.3992 | 304.4265 | 306.3477 | 310.8698 | 316.1809 | 316.9762
SMTS | Entire | 66 | MW | 384.87 | 399.3 | 419.4 | 446.3 | 471 | 493.7 | 519.5 | 547.1 | 575.7 | 602.4 | 628
SMTS | Entire | 66 | MVAr | 57.29 | 67.6 | 71.8 | 76.1 | 80.2 | 83.6 | 86.8 | 90.2 | 93.9 | 97.8 | 101.5
SMTS | Entire | 66 | MVA | 389.11 | 404.9 | 425.5 | 452.7 | 477.8 | 500.8 | 526.7 | 554.5 | 583.3 | 610.3 | 636.2
TGTS | Entire | 66 | MW
TGTS | Entire | 66 | MVAr | 146.8978 | 169.15 | 168.62 | 169.58 | 170.66 | 171.49 | 171.31 | 171.18 | 172.31 | 174.01 | 173.82
TGTS | Entire | 66 | MVA | 19.3176 | 17.9 | 17.78 | 17.99 | 18.23 | 18.41 | 18.37 | 18.34 | 18.59 | 18.97 | 18.93
TTS | Entire | 66 | MW | 485.581 | 508.2965 | 529.5712 | 541.1631 | 554.1791 | 560.3542 | 569.6166 | 595.4176 | 606.5999 | 615.0843 | 623.5767
TTS | Entire | 66 | MVAr | 135.8394 | 137.3098 | 140.8645 | 144.208 | 146.7967 | 148.4802 | 151.0542 | 153.9152 | 156.8335 | 159.6791 | 162.5265
TTS | Entire | 66 | MVA | 504.2234 | 526.5162 | 547.9858 | 560.0477 | 573.292 | 579.6924 | 589.3051 | 614.9894 | 626.5462 | 635.4731 | 644.4088
TTS12 | Split Bus | 66 | MW | 224.3178 | 237.5462 | 249.8851 | 253.1583 | 260.2234 | 263.0596 | 266.7849 | 286.3287 | 291.1897 | 293.5396 | 295.8975
TTS12 | Split Bus | 66 | MVAr | 45.9828 | 52.5152 | 53.2714 | 54.0096 | 54.7346 | 55.3723 | 56.2122 | 57.1136 | 58.0522 | 58.9766 | 59.9027
TTS12 | Split Bus | 66 | MVA | 228.9823 | 243.2818 | 255.5003 | 258.8555 | 265.9175 | 268.8242 | 272.6426 | 291.9694 | 296.92 | 299.4056 | 301.9001
TTS34 | Split Bus | 66 | MW | 261.2632 | 270.7504 | 279.6861 | 288.0048 | 293.9557 | 297.2946 | 302.8318 | 309.0888 | 315.4102 | 321.5447 | 327.6792
TTS34 | Split Bus | 66 | MVAr | 89.8565 | 84.7946 | 87.5931 | 90.1984 | 92.0621 | 93.1078 | 94.842 | 96.8016 | 98.7813 | 100.7025 | 102.6238
TTS34 | Split Bus | 66 | MVA | 276.2837 | 283.718 | 293.0816 | 301.7988 | 308.0347 | 311.5336 | 317.3359 | 323.8927 | 330.5168 | 336.9451 | 343.3734
WETS | Entire | 66 | MW | 58.9861 | 90.62 | 88.72 | 86.02 | 84.04 | 81.96 | 80.31 | 79.24 | 78.01 | 77.5 | 76.15
WETS | Entire | 66 | MVAr | 11.8821 | 20.72 | 19.95 | 18.87 | 18.07 | 17.23 | 16.56 | 16.13 | 15.64 | 15.43 | 14.88
WETS | Entire | 66 | MVA | 60.1709 | 92.9586 | 90.9354 | 88.0654 | 85.9607 | 83.7515 | 81.9996 | 80.865 | 79.5624 | 79.0211 | 77.5902
WMTS | Entire | 22 | MW | 6.3565 | 8.98 | 8.98 | 8.96 | 8.96 | 8.95 | 8.9 | 8.86 | 8.87 | 8.88 | 8.85
WMTS | Entire | 22 | MVAr | 1.1946 | 1.82 | 1.82 | 1.82 | 1.82 | 1.82 | 1.8 | 1.79 | 1.79 | 1.8 | 1.79
WMTS | Entire | 22 | MVA | 6.4677 | 9.1626 | 9.1626 | 9.143 | 9.143 | 9.1332 | 9.0802 | 9.039 | 9.0488 | 9.0606 | 9.0292
WMTS | Entire | 66 | MW | 256.1706 | 308.4653 | 333.9315 | 344.3203 | 356.2329 | 366.7061 | 375.1621 | 383.8513 | 393.8189 | 404.6867 | 413.3557
WMTS | Entire | 66 | MVAr | 59.8415 | 36.4879 | 41.7527 | 43.8301 | 46.2308 | 48.35 | 50.0809 | 51.8634 | 53.9074 | 56.1428 | 57.927
WMTS | Entire | 66 | MVA | 263.0672 | 310.6158 | 336.5316 | 347.0988 | 359.2202 | 369.8799 | 378.49 | 387.3392 | 397.4913 | 408.5626 | 417.3948
WOTS | Entire | 66 | MW | 51.72 | 53.2 | 54.1 | 55.1 | 56.1 | 57.2 | 58.3 | 59.4 | 60.6 | 61.8 | 63
WOTS | Entire | 66 | MVAr | 12.68 | 9.5 | 9.7 | 9.9 | 10.1 | 10.2 | 10.4 | 10.6 | 10.9 | 11.1 | 11.3
WOTS | Entire | 66 | MVA | 53.25 | 54 | 55 | 56 | 57 | 58.1 | 59.2 | 60.3 | 61.5 | 62.8 | 64
WOTS22 | Entire | 22 | MW | 33.12 | 34.1 | 34.6 | 35.3 | 35.9 | 36.6 | 37.3 | 38 | 38.8 | 39.6 | 40.4
WOTS22 | Entire | 22 | MVAr | 2.52 | 6.1 | 6.2 | 6.3 | 6.4 | 6.6 | 6.7 | 6.8 | 7 | 7.1 | 7.2
WOTS22 | Entire | 22 | MVA | 33.22 | 34.6 | 35.2 | 35.8 | 36.5 | 37.2 | 37.9 | 38.6 | 39.4 | 40.2 | 41
Note 1: Note that this is the observed actual and have not been weather normalised.

## TsAnnual50_minimum
2023 Terminal Station Minimum Demand Forecast - MW, MVAr & MVA Forecasts aggregated by Terminal Station
Forecasts at time of Station minimum - station diversity factors are applied.
Annual, 50% POE
LOCATIONID | LocationType | VOLTAGE | UNIT | 2024 (Actual Note 1) | 2025 | 2026 | 2027 | 2028 | 2029 | 2030 | 2031 | 2032 | 2033 | 2034
ERTS | Entire | 66 | MW | -12.5772 | 3.1894 | -6.6176 | -17.9664 | -29.0568 | -37.9401 | -47.1722 | -57.1408 | -66.5984 | -76.1841 | -85.9788
ERTS12 | Split Bus | 66 | MW | -11.2764 | -18.4405 | -25.6786 | -33.5395 | -40.2245 | -45.0944 | -50.3135 | -56.1603 | -62.1468 | -68.0255 | -73.6261
ERTS34 | Split Bus | 66 | MW | -1.3746 | -20.6032 | -31.1475 | -43.7712 | -54.6889 | -62.6555 | -71.0645 | -80.7618 | -90.7496 | -100.6014 | -110.0302
HTS | Entire | 66 | MW | 19.46 | 34.25 | 21.68 | 6.38 | -9.68 | -23.75 | -37.04 | -52.76 | -69.85 | -87.87 | -105.45
MTS | Entire | 22 | MW | 0.1 | 4.93 | 5.03 | 5.11 | 5.16 | 5.21 | 5.27 | 5.33 | 5.4 | 5.48 | 5.52
MTS | Entire | 66 | MW | 13.25 | 37.46 | 31.4 | 25.76 | 18.12 | 12.16 | 5.76 | 0.76 | -2.37 | -10.03 | -15.5
MTS6622 | Entire | 66 | MW | 15.46 | 42.39 | 36.43 | 30.87 | 23.28 | 17.37 | 11.03 | 6.09 | 3.03 | -4.55 | -9.98
SVTS | Entire | 66 | MW | 42.8996 | 60.3209 | 46.2585 | 30.4934 | 14.9965 | 0.59695 | -13.8967 | -30.3009 | -47.137 | -65.8682 | -84.0126
SVTS12 | Split Bus | 66 | MW | 22.7279 | 34.3023 | 27.3275 | 19.6185 | 12.1502 | 5.1574 | -1.7512 | -9.4662 | -17.2474 | -25.817 | -33.9893
SVTS34 | Split Bus | 66 | MW | 20.1717 | 26.4838 | 19.3017 | 11.1409 | 3.0111 | -4.4905 | -12.1693 | -20.9631 | -30.1235 | -40.4014 | -50.4843
TBTS | Entire | 66 | MW | 2.08 | -13.24 | -26.64 | -43.85 | -59.27 | -70.47 | -82.17 | -96.16 | -110.51 | -124.94 | -138.78
TSTS | Entire | 66 | MW | 25.3107 | 30.845 | 17.4054 | 2.5359 | -12.1214 | -24.226 | -36.1025 | -50.4721 | -64.7548 | -80.8423 | -96.9756
ERTS | Entire | 66 | MVAr | -19.3084 | -29.6729 | -32.6653 | -35.9014 | -38.9959 | -40.8117 | -39.4564 | -37.6658 | -36.0272 | -34.1693 | -32.1907
ERTS12 | Split Bus | 66 | MVAr | -11.2461 | -13.6241 | -14.3846 | -14.5515 | -14.4952 | -14.4649 | -14.5065 | -14.3334 | -14.1477 | -13.8844 | -13.4389
ERTS34 | Split Bus | 66 | MVAr | -7.5906 | -21.3625 | -19.6863 | -17.4476 | -15.3909 | -13.9091 | -12.3657 | -10.4838 | -8.5503 | -6.5979 | -4.1417
HTS | Entire | 66 | MVAr | -12.58 | -19.69 | -22.53 | -25.98 | -25.24 | -22.06 | -19.06 | -15.52 | -11.67 | -7.6 | -3.64
MTS | Entire | 22 | MVAr | -2.97 | -2.76 | -2.74 | -2.73 | -2.72 | -2.71 | -2.7 | -2.68 | -2.67 | -2.66 | -2.65
MTS | Entire | 66 | MVAr | -16.52 | -13.06 | -14.19 | -15.23 | -16.65 | -17.76 | -18.94 | -19.87 | -19.57 | -18.15 | -17.14
MTS6622 | Entire | 66 | MVAr | -19.6 | -15.82 | -16.93 | -17.96 | -19.37 | -20.47 | -21.64 | -22.55 | -22.24 | -20.81 | -19.79
SVTS | Entire | 66 | MVAr | -11.4605 | -20.2882 | -22.4065 | -24.9696 | -27.5406 | -29.9615 | -31.2224 | -28.9126 | -26.5635 | -23.9352 | -21.4268
SVTS12 | Split Bus | 66 | MVAr | -5.3387 | -15.2905 | -16.9598 | -18.8071 | -20.5951 | -22.2718 | -23.0879 | -21.2332 | -19.371 | -17.3233 | -15.3647
SVTS34 | Split Bus | 66 | MVAr | -6.1218 | -5.5392 | -6.0474 | -6.8286 | -7.6749 | -8.4785 | -8.9523 | -8.4315 | -7.8786 | -7.2254 | -6.6063
TBTS | Entire | 66 | MVAr | -12.51 | -24.6 | -22.32 | -19.4 | -16.77 | -14.87 | -12.88 | -10.5 | -8.05 | -5.6 | -2.54
TSTS | Entire | 66 | MVAr | -15.9741 | -24.9437 | -29.3999 | -33.7676 | -36.5149 | -35.2759 | -33.4107 | -31.2041 | -28.7314 | -25.8369 | -22.8203
ERTS | Entire | 66 | MVA | -23.0434 | 29.8438 | -33.3289 | -40.146 | -48.6311 | -55.7229 | -61.4981 | -68.4382 | -75.7186 | -83.4959 | -91.8074
ERTS12 | Split Bus | 66 | MVA | -15.9258 | -22.9275 | -29.4331 | -36.5601 | -42.7566 | -47.3576 | -52.363 | -57.9605 | -63.7369 | -69.428 | -74.8426
ERTS34 | Split Bus | 66 | MVA | -7.7141 | -29.6791 | -36.8472 | -47.1205 | -56.8133 | -64.1808 | -72.1324 | -81.4395 | -91.1516 | -100.8175 | -110.1081
HTS | Entire | 66 | MVA | 23.1721 | 39.5064 | 31.267 | 26.7519 | -27.0326 | -32.4146 | -41.6563 | -54.9953 | -70.8182 | -88.1981 | -105.5128
MTS | Entire | 22 | MVA | 2.9717 | 5.65 | 5.7279 | 5.7935 | 5.833 | 5.8727 | 5.9214 | 5.9658 | 6.024 | 6.0915 | 6.1231
MTS | Entire | 66 | MVA | 21.1772 | 39.6713 | 34.4575 | 29.9254 | 24.6081 | 21.524 | 19.7965 | 19.8845 | -19.713 | -20.737 | -23.1091
MTS6622 | Entire | 66 | MVA | 24.9634 | 45.2458 | 40.1718 | 35.7144 | 30.2846 | 26.8466 | 24.2889 | 23.3579 | 22.4455 | -21.3016 | -22.164
SVTS | Entire | 66 | MVA | 44.404 | 63.6413 | 51.3994 | 39.4123 | 31.3589 | 29.9674 | -34.1754 | -41.8818 | -54.1065 | -70.0822 | -86.702
SVTS12 | Split Bus | 66 | MVA | 23.3465 | 37.5559 | 32.1625 | 27.1771 | 23.9121 | 22.8612 | -23.1542 | -23.2477 | -25.9366 | -31.0904 | -37.3008
SVTS34 | Split Bus | 66 | MVA | 21.0802 | 27.0569 | 20.2268 | 13.0672 | 8.2445 | -9.5943 | -15.1074 | -22.5952 | -31.1368 | -41.0424 | -50.9147
TBTS | Entire | 66 | MVA | 12.6817 | -27.9367 | -34.7545 | -47.9498 | -61.5968 | -72.0218 | -83.1733 | -96.7316 | -110.8028 | -125.0654 | -138.8032
TSTS | Entire | 66 | MVA | 29.93 | 39.6686 | 34.1658 | 33.8626 | -38.4742 | -42.7935 | -49.1901 | -59.3391 | -70.8426 | -84.8707 | -99.6245
ATS_BLTS | Hybrid | 66 | MW | 63.4489 | 71.6773 | 82.9951 | 110.7975 | 133.0691 | 138.7758 | 137.9881 | 136.6175 | 135.2695 | 133.2906 | 130.7233
ATS_BLTS | Hybrid | 66 | MVAr | 6.6578 | -10.1942 | -6.0941 | 4.2622 | 13.298 | 15.1224 | 14.6429 | 13.9479 | 13.2248 | 12.3331 | 11.254
ATS_BLTS | Hybrid | 66 | MVA | 63.7972 | 72.3986 | 83.2186 | 110.8794 | 133.7319 | 139.5973 | 138.7628 | 137.3276 | 135.9145 | 133.86 | 131.2068
ATS_WEST | Hybrid | 66 | MW | -41.6621 | -44.11 | -53.23 | -38.85 | 8.64 | 119.05 | 211.66 | 229.41 | 218.32 | 205.58 | 194.43
ATS_WEST | Hybrid | 66 | MVAr | -4.4265 | -8.99 | -8.02 | -9.55 | -12.77 | 10.05 | 66.66 | 77.51 | 70.73 | 62.94 | 56.12
ATS_WEST | Hybrid | 66 | MVA | -41.8966 | -45.0168 | -53.8308 | -40.0066 | 15.4183 | 119.4734 | 221.9088 | 242.1503 | 229.4915 | 214.999 | 202.3672
BATS | Entire | 66 | MW | -128.3605 | -106.28 | -107.58 | -118.11 | -127.61 | -141.46 | -154.8 | -169.83 | -186.79 | -205.83 | -223.62
BATS | Entire | 66 | MVAr | 42.5804 | 8.55 | 8.85 | 11.29 | 13.48 | 16.69 | 19.77 | 23.25 | 27.17 | 31.57 | 35.69
BATS | Entire | 66 | MVA | -135.2387 | -106.6234 | -107.9434 | -118.6484 | -128.32 | -142.4412 | -156.0573 | -171.4141 | -188.7557 | -208.237 | -226.4502
BETS | Entire | 22 | MW | -9.6996 | -9.84 | -15 | -21.54 | -27.88 | -33.34 | -38.45 | -44.2 | -49.94 | -55.97 | -61.76
BETS | Entire | 22 | MVAr | 2.7067 | 0 | 0 | 0 | 0 | 0 | 0 | 0 | 0 | 0 | 0
BETS | Entire | 22 | MVA | -10.0702 | -9.84 | -15 | -21.54 | -27.88 | -33.34 | -38.45 | -44.2 | -49.94 | -55.97 | -61.76
BETS | Entire | 66 | MW | -23.0804 | -17.72 | -102.58 | -124.13 | -138 | -149.43 | -160.54 | -172.6 | -184.95 | -197.82 | -210.46
BETS | Entire | 66 | MVAr | 8.6606 | -0.02 | -2.3 | 6.54 | 12.23 | 16.92 | 21.47 | 26.42 | 31.48 | 36.76 | 41.94
BETS | Entire | 66 | MVA | -24.6518 | -17.72 | -102.6058 | -124.3022 | -138.5409 | -150.3849 | -161.9693 | -174.6104 | -187.6099 | -201.2065 | -214.5982
BLTS | Entire | 22 | MW | 3.7371 | 3.8439 | 4.1176 | 2.7976 | 1.4114 | 0.22137 | -0.98863 | -2.3786 | -3.8649 | -5.4986 | -7.0786
BLTS | Entire | 22 | MVAr | 2.7222 | 1.1597 | 1.2293 | 0.85881 | 0.45834 | 0.11786 | 0.45738 | 0.84689 | 1.2764 | 1.7359 | 2.1854
BLTS | Entire | 22 | MVA | 4.6235 | 4.015 | 4.2972 | 2.9265 | 1.4839 | 0.25079 | -1.0893 | -2.5249 | -4.0702 | -5.7661 | -7.4083
BLTS-SCI | Hybrid | 66 | MW
BLTS-SCI | Hybrid | 66 | MVAr
BLTS-SCI | Hybrid | 66 | MVA
BTS | Entire | 22 | MW | 16.8843 | 21.5191 | 21.1613 | 16.862 | 10.7806 | 8.659 | 6.5839 | 3.2421 | -1.8428 | -9.4627 | -18.9249
BTS | Entire | 22 | MVAr | -0.36865 | -1.5107 | -1.448 | -2.4154 | -3.8203 | -4.2515 | -4.2877 | -3.6889 | -2.8644 | -1.8847 | -0.90498
BTS | Entire | 22 | MVA | 16.8883 | 21.5721 | 21.2108 | 17.0341 | 11.4374 | 9.6464 | 7.857 | 4.9111 | 3.4059 | 9.6485 | 18.9465
BTS | Entire | 66 | MW | 91.7895 | 46.97 | 50.63 | 51.52 | 55.52 | 56.52 | 57.31 | 58.05 | 58.77 | 59.41 | 58.74
BTS | Entire | 66 | MVAr | -12.6327 | -5.43 | -5.09 | -5.01 | -4.64 | -4.55 | -4.48 | -4.41 | -4.34 | -4.28 | -4.34
BTS | Entire | 66 | MVA | 92.6547 | 47.2828 | 50.8852 | 51.763 | 55.7136 | 56.7028 | 57.4848 | 58.2173 | 58.93 | 59.564 | 58.9001
CBTS | Entire | 66 | MW | -72.217 | -90.7 | -116.6 | -140 | -159.7 | -174.3 | -187.3 | -202.4 | -217 | -232.6 | -247.3
CBTS | Entire | 66 | MVAr | -23.9636 | 10.1 | 15.9 | 20.8 | 24.7 | 27.6 | 30 | 32.9 | 35.6 | 38.4 | 41
CBTS | Entire | 66 | MVA | -76.09 | -91.3 | -117.7 | -141.5 | -161.6 | -176.5 | -189.7 | -205 | -219.9 | -235.8 | -250.6
DPTS | Hybrid | 66 | MW | -54.6045 | -29.02 | -12.29 | 24.98 | 46.25 | 69.66 | 81.1 | 76.56 | 64.69 | 52.5 | 42.13
DPTS | Hybrid | 66 | MVAr | -13.4983 | -6.95 | -7.43 | -7.06 | -6.44 | -5.76 | -5.43 | -5.56 | -5.91 | -6.26 | -6.56
DPTS | Hybrid | 66 | MVA | -56.2482 | -29.8406 | -14.3614 | 25.9585 | 46.6962 | 69.8977 | 81.2816 | 76.7616 | 64.9594 | 52.8719 | 42.6377
FBTS | Entire | 66 | MW | 80.5536 | 85.06 | 90.63 | 93.27 | 95.91 | 98.49 | 100.74 | 102.87 | 105.41 | 108.24 | 110.76
FBTS | Entire | 66 | MVAr | -5.5667 | 11.15 | 12.48 | 13.12 | 13.75 | 14.37 | 14.91 | 15.42 | 16.03 | 16.71 | 17.32
FBTS | Entire | 66 | MVA | 80.7457 | 85.7877 | 91.4852 | 94.1883 | 96.8906 | 99.5328 | 101.8374 | 104.0193 | 106.6219 | 109.5222 | 112.106
GNTS | Entire | 66 | MW | -191.8 | -194.486 | -199.805 | -204.303 | -208.058 | -210.925 | -213.46 | -216.095 | -218.517 | -220.712 | -222.7
GNTS | Entire | 66 | MVAr | 1 | 1.1 | 1.1 | 1.1 | 1.1 | 1.1 | 1.2 | 1.2 | 1.2 | 1.2 | 1.2
GNTS | Entire | 66 | MVA | -191.8 | -194.5 | -199.8 | -204.3 | -208.1 | -210.9 | -213.5 | -216.1 | -218.5 | -220.7 | -222.7
GTS | Entire | 66 | MW | -0.29348 | 4.2919 | -7.7943 | -29.4863 | -52.3512 | -73.5841 | -95.617 | -112.3714 | -134.6678 | -161.9219 | -189.2928
GTS | Entire | 66 | MVAr | 13.9755 | -6.208 | -9.2643 | -13.4122 | -10.9598 | -9.3387 | -7.5432 | -3.7307 | -0.82349 | 1.7419 | 4.1593
GTS | Entire | 66 | MVA | -13.9786 | 7.5472 | -12.107 | -32.3933 | -53.4862 | -74.1744 | -95.9141 | -112.4334 | -134.6703 | -161.9312 | -189.3385
HOTS | Entire | 66 | MW | -33.3124 | -26.75 | -30.54 | -36.41 | -42.03 | -47.15 | -52.02 | -57.68 | -63.69 | -70.4 | -77.03
HOTS | Entire | 66 | MVAr | 33.4345 | -3.59 | -5.52 | -5.71 | -4.19 | -2.79 | -1.47 | 0.07 | 1.71 | 3.54 | 5.34
HOTS | Entire | 66 | MVA | -47.1973 | -26.9898 | -31.0349 | -36.855 | -42.2383 | -47.2325 | -52.0408 | -57.68 | -63.713 | -70.4889 | -77.2149
HYTS | Entire | 22 | MW | 0.022091 | -0.03 | -0.05 | -0.06 | -0.07 | -0.08 | -0.09 | -0.1 | -0.11 | -0.11 | -0.12
HYTS | Entire | 22 | MVAr | -0.024519 | -0.12 | -0.11 | -0.11 | -0.1 | -0.1 | -0.1 | -0.09 | -0.09 | -0.09 | -0.09
HYTS | Entire | 22 | MVA | 0.033003 | -0.12369 | -0.12083 | -0.1253 | -0.12207 | -0.12806 | -0.13454 | -0.13454 | -0.14213 | -0.14213 | -0.15
KGTS | Entire | 22 | MW | -2e-08 | -0.76 | -1.68 | -2.69 | -3.61 | -4.39 | -5.16 | -5.99 | -6.75 | -7.55 | -8.39
KGTS | Entire | 22 | MVAr | 0 | 0 | 0 | 0 | 0 | 0 | 0 | 0 | 0 | 0 | 0
KGTS | Entire | 22 | MVA | -2e-08 | -0.76 | -1.68 | -2.69 | -3.61 | -4.39 | -5.16 | -5.99 | -6.75 | -7.55 | -8.39
KGTS | Entire | 66 | MW | -77.8279 | -80.9 | -82.08 | -84.41 | -86.64 | -88.69 | -89.85 | -91.12 | -92.9 | -95.09 | -96.49
KGTS | Entire | 66 | MVAr | 21.3554 | 19.93 | 20.54 | 21.74 | 22.9 | 23.96 | 24.56 | 25.22 | 26.14 | 27.27 | 28
KGTS | Entire | 66 | MVA | -80.7046 | -83.3188 | -84.611 | -87.1646 | -89.6153 | -91.8695 | -93.1462 | -94.5458 | -96.5076 | -98.923 | -100.4705
KTS | Entire | 66 | MW | 17.95 | 16.96 | -9.1531 | -31.1339 | -52.6255 | -71.1535 | -90.4102 | -113.1103 | -135.8446 | -159.7923 | -181.9669
KTS | Entire | 66 | MVAr | -15.91 | -14.4417 | -14.3085 | -14.6397 | -14.9653 | -15.0672 | -14.1536 | -9.0518 | -1.9818 | 5.6362 | 13.2989
KTS | Entire | 66 | MVA | 23.9861 | 22.2756 | -16.9856 | -34.4041 | -54.712 | -72.7313 | -91.5113 | -113.4719 | -135.8591 | -159.8916 | -182.4523
KTS_East | Split Bus | 66 | MW | 47.45 | 50.44 | 43.2378 | 37.7683 | 32.5587 | 26.7263 | 19.4769 | 10.0732 | 0.1512 | -9.9249 | -18.4766
KTS_East | Split Bus | 66 | MVAr | -0.56 | -0.04145 | -0.47707 | -1.2127 | -1.9388 | -2.3287 | -1.6989 | -0.94086 | -0.15356 | 0.76201 | 1.786
KTS_East | Split Bus | 66 | MVA | 47.4533 | 50.44 | 43.2404 | 37.7878 | 32.6164 | 26.8275 | 19.5508 | 10.117 | 0.2155 | -9.9541 | -18.5627
KTS_West | Split Bus | 66 | MW | -29.5 | -33.48 | -52.3909 | -68.9022 | -85.1842 | -97.8798 | -109.8871 | -123.1835 | -135.9958 | -149.8674 | -163.4904
KTS_West | Split Bus | 66 | MVAr | -15.35 | -14.4002 | -13.8314 | -13.427 | -13.0265 | -12.7385 | -12.4547 | -8.1109 | -1.8282 | 4.8742 | 11.5128
KTS_West | Split Bus | 66 | MVA | -33.2547 | -36.4455 | -54.1859 | -70.1983 | -86.1745 | -98.7052 | -110.5906 | -123.4502 | -136.0081 | -149.9466 | -163.8952
LY* | Entire | 66 | MW | 2.3 | 2.824 | 2.825 | 2.825 | 2.826 | 2.826 | 2.827 | 2.828 | 2.828 | 2.829 | 2.829
LY* | Entire | 66 | MVAr | -11.8 | -14.7 | -14.7 | -14.7 | -14.7 | -14.7 | -14.7 | -14.7 | -14.7 | -14.7 | -14.7
LY* | Entire | 66 | MVA | 12.1 | 14.9 | 14.9 | 14.9 | 14.9 | 14.9 | 15 | 15 | 15 | 15 | 15
MBTS | Entire | 66 | MW | -11.7 | -12.285 | -13.466 | -14.53 | -15.384 | -15.975 | -16.417 | -16.899 | -17.347 | -17.738 | -18.048
MBTS | Entire | 66 | MVAr | 4.5 | 4.7 | 5.2 | 5.6 | 5.9 | 6.1 | 6.3 | 6.5 | 6.7 | 6.8 | 6.9
MBTS | Entire | 66 | MVA | -12.5 | -13.2 | -14.4 | -15.6 | -16.5 | -17.1 | -17.6 | -18.1 | -18.6 | -19 | -19.3
MWTS | Entire | 66 | MW | -93.5 | -83.1 | -98.7 | -111.4 | -120.3 | -125.5 | -129.1 | -133.8 | -137.4 | -141.1 | -143.7
MWTS | Entire | 66 | MVAr | 45 | 40 | 47.5 | 53.6 | 57.9 | 60.4 | 62.1 | 64.4 | 66.1 | 67.9 | 69.2
MWTS | Entire | 66 | MVA | -103.8 | -92.2 | -109.5 | -123.6 | -133.5 | -139.3 | -143.2 | -148.5 | -152.5 | -156.6 | -159.5
RCTS | Entire | 22 | MW | -3.507 | -0.58 | -1.42 | -2.42 | -3.24 | -3.87 | -4.49 | -5.13 | -5.68 | -6.2 | -6.76
RCTS | Entire | 22 | MVAr | -3.73 | -1.37 | -1.46 | -1.57 | -1.66 | -1.72 | -1.79 | -1.86 | -1.92 | -1.98 | -2.04
RCTS | Entire | 22 | MVA | -5.1197 | -1.4877 | -2.0367 | -2.8847 | -3.6405 | -4.235 | -4.8337 | -5.4568 | -5.9957 | -6.5085 | -7.0611
RCTS | Entire | 66 | MW | -163.3642 | -153.2 | -156.15 | -160 | -166.65 | -171.64 | -175.46 | -179.57 | -184.32 | -190 | -193.02
RCTS | Entire | 66 | MVAr | 52.6609 | 70.86 | 72.93 | 75.65 | 80.33 | 83.84 | 86.53 | 89.42 | 92.77 | 96.76 | 98.89
RCTS | Entire | 66 | MVA | -171.6422 | -168.7939 | -172.3415 | -176.9828 | -185.0004 | -191.0221 | -195.6365 | -200.6024 | -206.3495 | -213.2194 | -216.8777
RTS | Entire | 22 | MW | 6.2564 | 7.87 | 18.24 | 19.65 | 19.68 | 19.54 | 19.35 | 19.18 | 19.05 | 18.96 | 19.07
RTS | Entire | 22 | MVAr | -3.1932 | -2.37 | 1.84 | 2.46 | 2.47 | 2.41 | 2.33 | 2.25 | 2.2 | 2.16 | 2.2
RTS | Entire | 22 | MVA | 7.0242 | 8.2191 | 18.3326 | 19.8034 | 19.8344 | 19.6881 | 19.4898 | 19.3115 | 19.1766 | 19.0826 | 19.1965
RTS | Entire | 66 | MW | 119.5721 | 103.0876 | 108.5441 | 112.2603 | 113.5578 | 115.1626 | 116.1209 | 117.1995 | 119.1925 | 120.6315 | 120.466
RTS | Entire | 66 | MVAr | -26.0494 | -37.2504 | -35.2305 | -33.5792 | -32.734 | -31.9184 | -31.282 | -30.4866 | -29.5615 | -28.3982 | -28.0009
RTS | Entire | 66 | MVA | 122.3767 | 109.6114 | 114.1184 | 117.1748 | 118.1816 | 119.504 | 120.2606 | 121.0998 | 122.8036 | 123.9291 | 123.6774
RWTS | Entire | 66 | MW | 5.96 | -7.4 | -20.5 | -33.2 | -42.6 | -50.5 | -56.8 | -63.1 | -70.8 | -79.4 | -87.1
RWTS | Entire | 66 | MVAr | -3.23 | -9.3 | -9.3 | -9.9 | -10.8 | -10 | -9.1 | -8.5 | -7.1 | -5.6 | -4.4
RWTS | Entire | 66 | MVA | 6.78 | -11.9 | -22.5 | -34.7 | -44 | -51.4 | -57.6 | -63.7 | -71.1 | -79.6 | -87.2
RWTS13 | Split Bus | 66 | MW | 7.48 | -2.1 | -10.1 | -19 | -25.9 | -32.4 | -37.8 | -43.1 | -50.1 | -58 | -65.3
RWTS13 | Split Bus | 66 | MVAr | -3.89 | -13.2 | -16.9 | -20.3 | -23 | -23.2 | -23 | -23.1 | -22.3 | -21.3 | -20.3
RWTS13 | Split Bus | 66 | MVA | 8.43 | -13.4 | -19.7 | -27.8 | -34.6 | -39.8 | -44.3 | -48.9 | -54.8 | -61.8 | -68.4
RWTS22 | Entire | 22 | MW | 6.47 | 5.9 | 3 | -0.1 | -3 | -5.4 | -7.6 | -10.2 | -12.9 | -15.9 | -18.7
RWTS22 | Entire | 22 | MVAr | -3.19 | -5 | -4.6 | -4.1 | -3.6 | -3.2 | -2.9 | -2.5 | -1.9 | -1 | 0
RWTS22 | Entire | 22 | MVA | 7.21 | 7.8 | 5.5 | -4.1 | -4.7 | -6.3 | -8.1 | -10.5 | -13.1 | -15.9 | -18.7
RWTS24 | Split Bus | 66 | MW | -2.6 | -5.2 | -10 | -13.8 | -16.2 | -17.5 | -18.5 | -19.4 | -20.1 | -20.7 | -21.2
RWTS24 | Split Bus | 66 | MVAr | 1.96 | 3.9 | 7.6 | 10.4 | 12.2 | 13.2 | 13.9 | 14.6 | 15.1 | 15.6 | 15.9
RWTS24 | Split Bus | 66 | MVA | 3.26 | -6.5 | -12.6 | -17.3 | -20.3 | -22 | -23.1 | -24.2 | -25.1 | -26 | -26.5
SHTS | Entire | 66 | MW | -171.5703 | -317.64 | -354.15 | -247.15 | -262.47 | -275.11 | -285.83 | -297.36 | -309.03 | -321.65 | -332.18
SHTS | Entire | 66 | MVAr | 76.9778 | 91.04 | 110.64 | 53.2 | 61.43 | 68.21 | 73.96 | 80.16 | 86.42 | 93.2 | 98.84
SHTS | Entire | 66 | MVA | -188.0478 | -330.4292 | -371.0302 | -252.8109 | -269.5629 | -283.4398 | -295.2437 | -307.975 | -320.8862 | -334.8805 | -346.5731
SMTS | Entire | 66 | MW | -62.66 | -72.7 | -92.4 | -107.8 | -119.4 | -126.7 | -133 | -140.1 | -146.5 | -153.6 | -160
SMTS | Entire | 66 | MVAr | -23.61 | -27.4 | -35.7 | -41.8 | -46.3 | -48.6 | -50.4 | -52.6 | -54.2 | -56 | -57.5
SMTS | Entire | 66 | MVA | -66.96 | -77.7 | -99.1 | -115.6 | -128.1 | -135.7 | -142.2 | -149.6 | -156.2 | -163.5 | -170
TGTS | Entire | 66 | MW | -127.1016 | -122.5978 | -129.5478 | -138.4778 | -149.2878 | -158.4478 | -167.7978 | -178.7478 | -190.3278 | -204.0678 | -217.3378
TGTS | Entire | 66 | MVAr | 95.195 | 9.03 | 5.47 | 0.89 | 1.89 | 3.91 | 5.97 | 8.39 | 10.95 | 13.98 | 16.91
TGTS | Entire | 66 | MVA | -158.7983 | -122.9299 | -129.6632 | -138.4806 | -149.2998 | -158.496 | -167.904 | -178.9446 | -190.6425 | -204.5461 | -217.9946
TTS | Entire | 66 | MW | 41.2151 | 58.1652 | 50.8805 | 46.0568 | 40.2972 | 32.693 | 24.2442 | 14.0525 | 3.8739 | -6.7866 | -15.6141
TTS | Entire | 66 | MVAr | 14.0228 | -3.5768 | -4.4853 | -4.7203 | -4.5909 | -4.6598 | -4.7965 | -4.8873 | -5.0231 | -5.183 | -5.3658
TTS | Entire | 66 | MVA | 43.5353 | 58.2751 | 51.0778 | 46.298 | 40.5579 | 33.0234 | 24.7141 | 14.8781 | 6.3434 | -8.5394 | -16.5104
TTS12 | Split Bus | 66 | MW | 24.4177 | 27.7875 | 24.5021 | 21.6851 | 18.992 | 16.82 | 14.9087 | 12.2279 | 9.4472 | 6.963 | 5.4103
TTS12 | Split Bus | 66 | MVAr | 6.1179 | 0.43424 | -0.25737 | -0.28731 | 0.041628 | 0.17817 | 0.25039 | 0.36963 | 0.44698 | 0.50288 | 0.53875
TTS12 | Split Bus | 66 | MVA | 25.1724 | 27.7909 | 24.5034 | 21.687 | 18.9921 | 16.821 | 14.9108 | 12.2335 | 9.4578 | 6.9812 | 5.4371
TTS34 | Split Bus | 66 | MW | 16.4573 | 30.31 | 26.36 | 24.39 | 21.35 | 15.93 | 9.4 | 1.9 | -5.49 | -13.66 | -20.93
TTS34 | Split Bus | 66 | MVAr | 8.5408 | -4.0299 | -4.233 | -4.438 | -4.645 | -4.8539 | -5.0648 | -5.2779 | -5.4933 | -5.7108 | -5.9308
TTS34 | Split Bus | 66 | MVA | 18.5415 | 30.5767 | 26.6977 | 24.7905 | 21.8494 | 16.6531 | 10.6777 | 5.6095 | -7.7663 | -14.8057 | -21.7541
WETS | Entire | 66 | MW | -129.1132 | -124.55 | -123.33 | -122.22 | -121.24 | -120.35 | -120.1 | -119.72 | -119.28 | -118.81 | -118.24
WETS | Entire | 66 | MVAr | 14.0454 | 34.4 | 33.91 | 33.46 | 33.07 | 32.71 | 32.61 | 32.46 | 32.28 | 32.09 | 31.86
WETS | Entire | 66 | MVA | -129.8749 | -129.2132 | -127.9069 | -126.7174 | -125.6693 | -124.7159 | -124.4485 | -124.0425 | -123.5707 | -123.0674 | -122.4572
WMTS | Entire | 22 | MW | 0.11816 | -0.3 | -0.3 | -0.3 | -0.3 | -0.3 | -0.3 | -0.3 | -0.3 | -0.3 | -0.3
WMTS | Entire | 22 | MVAr | 0.089193 | -0.01 | -0.01 | -0.01 | -0.01 | -0.02 | -0.02 | -0.02 | -0.02 | -0.02 | -0.02
WMTS | Entire | 22 | MVA | 0.14805 | -0.30017 | -0.30017 | -0.30017 | -0.30017 | -0.30067 | -0.30067 | -0.30067 | -0.30067 | -0.30067 | -0.30067
WMTS | Entire | 66 | MW | 77.1327 | 65.7718 | 74.0008 | 75.8848 | 77.6316 | 79.6212 | 81.4852 | 83.4777 | 85.7892 | 88.144 | 90.2429
WMTS | Entire | 66 | MVAr | -18.034 | -17.9397 | -15.3872 | -14.6238 | -13.967 | -13.4266 | -13.0992 | -12.7721 | -12.368 | -11.9351 | -11.522
WMTS | Entire | 66 | MVA | 79.2129 | 68.1745 | 75.5836 | 77.281 | 78.8781 | 80.7453 | 82.5314 | 84.4491 | 86.6761 | 88.9484 | 90.9755
WOTS | Entire | 66 | MW | -4.24 | -2.3 | -4.2 | -5.7 | -6.9 | -7.6 | -8 | -8.5 | -9 | -9.4 | -9.8
WOTS | Entire | 66 | MVAr | 0.52 | 0.8 | 0.7 | 0.6 | 0.6 | 0.5 | 0.5 | 0.5 | 0.5 | 0.5 | 0.4
WOTS | Entire | 66 | MVA | -4.27 | -2.4 | -4.3 | -5.8 | -6.9 | -7.6 | -8 | -8.6 | -9 | -9.5 | -9.8
WOTS22 | Entire | 22 | MW | -7.92 | -9.3 | -10.2 | -10.9 | -11.3 | -11.7 | -12 | -12.2 | -12.5 | -12.7 | -12.8
WOTS22 | Entire | 22 | MVAr | -2 | -1.9 | -2.1 | -2.2 | -2.4 | -2.4 | -2.5 | -2.5 | -2.6 | -2.6 | -2.7
WOTS22 | Entire | 22 | MVA | -8.17 | -9.5 | -10.5 | -11.1 | -11.6 | -11.9 | -12.2 | -12.5 | -12.8 | -13 | -13.1
Note 1: Note that this is the observed actual and have not been weather normalised.

## TsSummer50_maximum
2024 Terminal Station Maximum Demand Forecast - MW, MVAr & MVA Forecasts aggregated by Terminal Station
Forecasts at time of Station peak - station diversity factors are applied.
Summer, 50% POE
Note: Summer years at end of season
LOCATIONID | LocationType | VOLTAGE | UNIT | 2024 (Actual Note 1) | 2025 | 2026 | 2027 | 2028 | 2029 | 2030 | 2031 | 2032 | 2033 | 2034
ERTS | Entire | 66 | MW | 393.9793 | 436.3005 | 434.6458 | 434.0428 | 435.8694 | 436.9318 | 436.5822 | 437.6729 | 441.1311 | 446.5007 | 447.8263
ERTS12 | Split Bus | 66 | MW | 172.5479 | 185.1253 | 184.5365 | 184.5089 | 185.4153 | 186.0005 | 186.1064 | 186.7792 | 188.3736 | 190.7122 | 191.6029
ERTS34 | Split Bus | 66 | MW | 224.6721 | 254.7255 | 253.692 | 253.1688 | 254.133 | 254.6599 | 254.2748 | 254.7548 | 256.6754 | 259.7493 | 260.2607
HTS | Entire | 66 | MW | 360.51 | 356.07 | 357.91 | 362.7 | 367.6 | 371.71 | 374.58 | 377.79 | 383.16 | 390.03 | 393.75
MTS | Entire | 22 | MW | 35.22 | 35.82 | 36.53 | 37.07 | 37.43 | 37.81 | 38.22 | 38.68 | 39.16 | 39.73 | 40.04
MTS | Entire | 66 | MW | 177.82 | 190.91 | 197.68 | 202.4 | 206.06 | 210.24 | 214.7 | 218.51 | 225.19 | 230.25 | 232.77
MTS6622 | Entire | 66 | MW | 213.03 | 226.73 | 234.21 | 239.47 | 243.49 | 248.05 | 252.92 | 257.19 | 264.35 | 269.98 | 272.81
SVTS | Entire | 66 | MW | 384.1845 | 382.1499 | 382.2893 | 384.1073 | 388.0019 | 391.2981 | 394.5753 | 397.7823 | 402.8665 | 410.0753 | 415.1309
SVTS12 | Split Bus | 66 | MW | 209.9223 | 216.1102 | 216.1764 | 217.2115 | 219.396 | 221.2676 | 223.1572 | 224.9987 | 227.8873 | 231.8953 | 234.8079
SVTS34 | Split Bus | 66 | MW | 177.0662 | 168.9425 | 169.0166 | 169.8134 | 171.5528 | 173.0026 | 174.4156 | 175.8059 | 178.0404 | 181.2949 | 183.4771
TBTS | Entire | 66 | MW | 290.75 | 280.58 | 280.31 | 282.61 | 285.82 | 288.44 | 289.86 | 291.35 | 294.72 | 299.6 | 301.54
TSTS | Entire | 66 | MW | 314.0008 | 334.0657 | 336.6437 | 339.1238 | 343.2332 | 346.5044 | 349.1311 | 351.6655 | 355.7625 | 361.0988 | 364.0288
ERTS | Entire | 66 | MVAr | 79.711 | 92.9553 | 92.0644 | 91.5184 | 91.963 | 92.0583 | 91.4646 | 91.5017 | 92.5082 | 94.3717 | 94.4628
ERTS12 | Split Bus | 66 | MVAr | 24.4764 | 31.2568 | 31.0803 | 31.0794 | 31.4086 | 31.799 | 31.9854 | 32.2935 | 32.8299 | 33.6192 | 33.9594
ERTS34 | Split Bus | 66 | MVAr | 54.2482 | 60.8451 | 60.1133 | 59.6274 | 59.9348 | 59.9714 | 59.4079 | 59.3576 | 60.0548 | 61.4659 | 61.4357
HTS | Entire | 66 | MVAr | 97.34 | 87.96 | 88.79 | 90.96 | 93.19 | 95.05 | 96.35 | 97.8 | 100.24 | 103.35 | 105.04
MTS | Entire | 22 | MVAr | 3.38 | 2.97 | 3.1 | 3.2 | 3.27 | 3.34 | 3.42 | 3.5 | 3.59 | 3.7 | 3.76
MTS | Entire | 66 | MVAr | 32.1 | 27.95 | 30.11 | 31.62 | 32.79 | 34.12 | 35.54 | 36.76 | 38.9 | 40.51 | 41.32
MTS6622 | Entire | 66 | MVAr | 35.48 | 30.92 | 33.21 | 34.82 | 36.06 | 37.46 | 38.96 | 40.26 | 42.49 | 44.21 | 45.08
SVTS | Entire | 66 | MVAr | 78.6815 | 57.8724 | 57.9124 | 58.5224 | 59.7826 | 60.8628 | 61.9628 | 63.023 | 64.703 | 67.0234 | 68.7136
SVTS12 | Split Bus | 66 | MVAr | 51.8307 | 43.3863 | 43.4159 | 43.8685 | 44.8107 | 45.6194 | 46.4355 | 47.2293 | 48.4757 | 50.2117 | 51.473
SVTS34 | Split Bus | 66 | MVAr | 28.5558 | 16.0236 | 16.035 | 16.2085 | 16.5598 | 16.86 | 17.1728 | 17.4673 | 17.9451 | 18.591 | 19.0646
TBTS | Entire | 66 | MVAr | 65.4 | 59.05 | 58.94 | 59.94 | 61.33 | 62.47 | 63.08 | 63.73 | 65.2 | 67.32 | 68.16
TSTS | Entire | 66 | MVAr | 70.0457 | 83.197 | 84.2603 | 85.21 | 86.8883 | 88.1221 | 89.054 | 89.9266 | 91.5135 | 93.7201 | 94.7778
ERTS | Entire | 66 | MVA | 401.9621 | 446.0928 | 444.2891 | 443.5863 | 445.4653 | 446.5245 | 446.0603 | 447.1355 | 450.7265 | 456.3649 | 457.6807
ERTS12 | Split Bus | 66 | MVA | 174.2753 | 187.7454 | 187.1356 | 187.1081 | 188.0568 | 188.6991 | 188.835 | 189.5504 | 191.213 | 193.6527 | 194.5891
ERTS34 | Split Bus | 66 | MVA | 231.1286 | 261.8916 | 260.7168 | 260.0959 | 261.1049 | 261.6261 | 261.1225 | 261.5786 | 263.6073 | 266.9228 | 267.4135
HTS | Entire | 66 | MVA | 373.4201 | 366.7735 | 368.759 | 373.9318 | 379.2283 | 383.6702 | 386.7732 | 390.2437 | 396.0551 | 403.4905 | 407.5199
MTS | Entire | 22 | MVA | 35.3818 | 35.9429 | 36.6613 | 37.2079 | 37.5726 | 37.9572 | 38.3727 | 38.838 | 39.3242 | 39.9019 | 40.2162
MTS | Entire | 66 | MVA | 180.6941 | 192.9452 | 199.96 | 204.855 | 208.6526 | 212.9907 | 217.6216 | 221.5805 | 228.5252 | 233.7865 | 236.409
MTS6622 | Entire | 66 | MVA | 215.9644 | 228.8286 | 236.5528 | 241.9882 | 246.1457 | 250.8626 | 255.9031 | 260.322 | 267.743 | 273.5758 | 276.5095
SVTS | Entire | 66 | MVA | 392.1588 | 386.5071 | 386.6509 | 388.5399 | 392.5805 | 396.0031 | 399.4109 | 402.7439 | 408.0293 | 415.5164 | 420.7793
SVTS12 | Split Bus | 66 | MVA | 216.2262 | 220.4223 | 220.493 | 221.5971 | 223.9254 | 225.9214 | 227.9373 | 229.9022 | 232.9861 | 237.2691 | 240.3835
SVTS34 | Split Bus | 66 | MVA | 179.3541 | 169.7007 | 169.7755 | 170.5852 | 172.3502 | 173.8222 | 175.259 | 176.6715 | 178.9424 | 182.2456 | 184.4649
TBTS | Entire | 66 | MVA | 298.0146 | 286.7264 | 286.4396 | 288.8965 | 292.3259 | 295.1273 | 296.6444 | 298.2387 | 301.8459 | 307.0703 | 309.1475
TSTS | Entire | 66 | MVA | 321.7187 | 344.2697 | 347.0285 | 349.6651 | 354.0602 | 357.5343 | 360.3098 | 362.9813 | 367.3441 | 373.0628 | 376.1645
ATS_BLTS | Hybrid | 66 | MW | 253.36 | 284.8945 | 328.8812 | 375.561 | 427.2866 | 444.1899 | 462.2332 | 480.9792 | 501.1251 | 521.4372 | 540.4849
ATS_BLTS | Hybrid | 66 | MVAr | 73.7076 | 68.0026 | 75.0081 | 88.6884 | 98.4881 | 101.7204 | 102.74 | 103.9624 | 105.6483 | 107.429 | 108.676
ATS_BLTS | Hybrid | 66 | MVA | 263.8638 | 292.898 | 337.3264 | 385.8908 | 438.4903 | 455.6882 | 473.5135 | 492.0865 | 512.1406 | 532.3887 | 551.3024
ATS_WEST | Hybrid | 66 | MW | 237.4114 | 235.9797 | 256.4697 | 270.3597 | 349.3297 | 479.6297 | 570.3597 | 599.4197 | 607.1997 | 616.1397 | 621.1397
ATS_WEST | Hybrid | 66 | MVAr | 64.7619 | 75.16 | 87.69 | 96.18 | 144.45 | 224.09 | 279.55 | 297.31 | 302.07 | 307.53 | 310.58
ATS_WEST | Hybrid | 66 | MVA | 246.0859 | 247.66 | 271.0466 | 286.9581 | 378.0173 | 529.3968 | 635.1838 | 669.1018 | 678.1871 | 688.6239 | 694.4599
BATS | Entire | 66 | MW | 163.2626 | 175.29 | 184.1 | 191.23 | 198.47 | 201.8 | 203.91 | 206.72 | 210.87 | 216.09 | 218.44
BATS | Entire | 66 | MVAr | 34.1666 | 24.51 | 26.55 | 28.2 | 29.87 | 30.64 | 31.13 | 31.78 | 32.74 | 33.94 | 34.49
BATS | Entire | 66 | MVA | 166.7994 | 176.9953 | 186.0046 | 193.2981 | 200.7052 | 204.1128 | 206.2726 | 209.1486 | 213.3965 | 218.7391 | 221.1461
BETS | Entire | 22 | MW | 70.4153 | 74.78 | 75.53 | 76.49 | 77.84 | 79.03 | 79.76 | 80.69 | 82.12 | 83.81 | 84.82
BETS | Entire | 22 | MVAr | 0.36 | 3.3468 | 3.3803 | 3.4233 | 3.4837 | 3.537 | 3.5697 | 3.6113 | 3.6753 | 3.7509 | 3.7961
BETS | Entire | 22 | MVA | 70.4162 | 74.8549 | 75.6056 | 76.5666 | 77.9179 | 79.1091 | 79.8398 | 80.7708 | 82.2022 | 83.8939 | 84.9049
BETS | Entire | 66 | MW | 148.3066 | 155.1 | 155.24 | 157.18 | 159.42 | 161.41 | 162.75 | 164.1 | 166.6 | 169.22 | 170.89
BETS | Entire | 66 | MVAr | 20.4301 | 19.24 | 19.3 | 20.09 | 21.01 | 21.83 | 22.37 | 22.93 | 23.95 | 25.03 | 25.71
BETS | Entire | 66 | MVA | 149.7072 | 156.2888 | 156.4351 | 158.4587 | 160.7985 | 162.8795 | 164.2802 | 165.6943 | 168.3127 | 171.0611 | 172.8132
BLTS | Entire | 22 | MW | 41.6145 | 43.5091 | 44.4791 | 44.3791 | 44.4891 | 44.5791 | 44.6391 | 44.7191 | 45.0491 | 45.5691 | 45.6591
BLTS | Entire | 22 | MVAr | 11.8989 | 10.0275 | 10.1375 | 10.1275 | 10.1375 | 10.1475 | 10.1575 | 10.1675 | 10.2075 | 10.2675 | 10.2775
BLTS | Entire | 22 | MVA | 43.2822 | 44.6497 | 45.6197 | 45.52 | 45.6295 | 45.7195 | 45.7802 | 45.8604 | 46.1911 | 46.7115 | 46.8015
BLTS-SCI | Hybrid | 66 | MW
BLTS-SCI | Hybrid | 66 | MVAr
BLTS-SCI | Hybrid | 66 | MVA
BTS | Entire | 22 | MW | 103.6812 | 110.6578 | 113.135 | 101.6745 | 88.4313 | 91.5641 | 93.4196 | 95.2926 | 97.544 | 99.6777 | 101.5315
BTS | Entire | 22 | MVAr | 21.0421 | 24.7443 | 25.2417 | 24.3419 | 22.2928 | 23.2135 | 23.7447 | 24.2903 | 24.9466 | 25.5604 | 26.1043
BTS | Entire | 22 | MVA | 105.795 | 113.3906 | 115.9167 | 104.5478 | 91.1979 | 94.4608 | 96.39 | 98.3397 | 100.6834 | 102.9028 | 104.8336
BTS | Entire | 66 | MW | 304.7091 | 271.33 | 279.39 | 281.31 | 298.01 | 304.06 | 306.66 | 307.96 | 312.25 | 317.16 | 319.76
BTS | Entire | 66 | MVAr | 69.9846 | 34.58 | 36.66 | 37.16 | 41.47 | 43.04 | 43.71 | 44.04 | 45.15 | 46.42 | 47.09
BTS | Entire | 66 | MVA | 312.6427 | 273.5247 | 281.7849 | 283.7537 | 300.8816 | 307.0911 | 309.7595 | 311.093 | 315.4974 | 320.539 | 323.2088
CBTS | Entire | 66 | MW | 503.2073 | 470.6 | 482.4 | 494.7 | 508.7 | 522.7 | 536 | 550.3 | 566.1 | 582.5 | 596.8
CBTS | Entire | 66 | MVAr | 128.7871 | 120.7 | 123.8 | 127.3 | 131.5 | 135.4 | 139.1 | 143 | 147.7 | 152.8 | 156.8
CBTS | Entire | 66 | MVA | 519.43 | 485.9 | 498.1 | 510.8 | 525.4 | 539.9 | 553.7 | 568.6 | 585.1 | 602.2 | 617.1
DPTS | Hybrid | 66 | MW | 291.7442 | 278.28 | 320.79 | 410.33 | 459.4 | 505.15 | 538.92 | 556.15 | 569.84 | 585.09 | 595.71
DPTS | Hybrid | 66 | MVAr | 63.6926 | 48.33 | 62.56 | 92.55 | 108.98 | 124.3 | 135.61 | 141.38 | 145.96 | 151.07 | 154.63
DPTS | Hybrid | 66 | MVA | 298.6159 | 282.4457 | 326.8333 | 420.6379 | 472.1493 | 520.2182 | 555.7201 | 573.8389 | 588.2363 | 604.2785 | 615.4517
FBTS | Entire | 66 | MW | 238.7743 | 252.04 | 264.44 | 270.57 | 276.97 | 283.13 | 288.34 | 293.76 | 300.56 | 307.44 | 313.2
FBTS | Entire | 66 | MVAr | 66.9126 | 73.32 | 80.12 | 83.48 | 86.99 | 90.37 | 93.22 | 96.2 | 99.93 | 103.7 | 106.86
FBTS | Entire | 66 | MVA | 247.9727 | 262.4881 | 276.3109 | 283.1555 | 290.3096 | 297.2025 | 303.0345 | 309.1106 | 316.737 | 324.4581 | 330.9279
GNTS | Entire | 66 | MW | 82.9 | 88.99 | 89.983 | 91.132 | 91.997 | 93.123 | 94.453 | 95.735 | 96.931 | 98.411 | 99.927
GNTS | Entire | 66 | MVAr | 28.8 | 30.9 | 31.3 | 31.7 | 32 | 32.4 | 32.8 | 33.3 | 33.7 | 34.2 | 34.7
GNTS | Entire | 66 | MVA | 87.7 | 94.2 | 95.3 | 96.5 | 97.4 | 98.6 | 100 | 101.4 | 102.6 | 104.2 | 105.8
GTS | Entire | 66 | MW | 438.4964 | 435.6738 | 449.8641 | 460.444 | 472.2392 | 481.8204 | 489.2098 | 504.0747 | 516.6748 | 529.6049 | 537.5672
GTS | Entire | 66 | MVAr | 93.9745 | 89.065 | 94.4273 | 98.0827 | 102.4093 | 105.95 | 108.6957 | 113.2338 | 117.6632 | 122.6407 | 125.5829
GTS | Entire | 66 | MVA | 448.4532 | 444.6845 | 459.6675 | 470.7748 | 483.2158 | 493.3318 | 501.1397 | 516.6364 | 529.9033 | 543.6194 | 552.0412
HOTS | Entire | 66 | MW | 78.5778 | 78.92 | 77.67 | 77.31 | 77.34 | 77.19 | 76.56 | 76.02 | 75.98 | 76.1 | 75.41
HOTS | Entire | 66 | MVAr | -4.6695 | 5.85 | 5.51 | 5.42 | 5.42 | 5.38 | 5.21 | 5.07 | 5.05 | 5.09 | 4.9
HOTS | Entire | 66 | MVA | 78.7164 | 79.1365 | 77.8652 | 77.4998 | 77.5297 | 77.3773 | 76.7371 | 76.1889 | 76.1476 | 76.27 | 75.569
HYTS | Entire | 22 | MW | 1.3905 | 2.04 | 2.07 | 2.11 | 2.18 | 2.24 | 2.25 | 2.27 | 2.34 | 2.42 | 2.44
HYTS | Entire | 22 | MVAr | 0.37056 | 0.63 | 0.64 | 0.66 | 0.68 | 0.7 | 0.7 | 0.71 | 0.74 | 0.77 | 0.77
HYTS | Entire | 22 | MVA | 1.4391 | 2.1351 | 2.1667 | 2.2108 | 2.2836 | 2.3468 | 2.3564 | 2.3784 | 2.4542 | 2.5395 | 2.5586
KGTS | Entire | 22 | MW | 13.0235 | 13.12 | 13 | 13.04 | 13.15 | 13.21 | 13.13 | 13.12 | 13.23 | 13.4 | 13.36
KGTS | Entire | 22 | MVAr | 0 | 0 | 0 | 0 | 0 | 0 | 0 | 0 | 0 | 0 | 0
KGTS | Entire | 22 | MVA | 13.0235 | 13.12 | 13 | 13.04 | 13.15 | 13.21 | 13.13 | 13.12 | 13.23 | 13.4 | 13.36
KGTS | Entire | 66 | MW | 49.9081 | 60.32 | 59.59 | 59.56 | 59.84 | 59.78 | 59.35 | 59.07 | 59.38 | 59.81 | 59.46
KGTS | Entire | 66 | MVAr | 10.6817 | 9.27 | 8.9 | 8.88 | 9.02 | 8.99 | 8.77 | 8.63 | 8.79 | 9.01 | 8.83
KGTS | Entire | 66 | MVA | 51.0384 | 61.0282 | 60.251 | 60.2183 | 60.516 | 60.4522 | 59.9945 | 59.6971 | 60.0271 | 60.4848 | 60.1121
KTS | Entire | 66 | MW | 520.3019 | 533.6216 | 598.3541 | 674.1469 | 764.1136 | 831.0834 | 880.162 | 926.0028 | 972.7478 | 1006.6013 | 1037.3786
KTS | Entire | 66 | MVAr | 103.9256 | 117.8153 | 121.4425 | 124.7171 | 128.6978 | 131.7185 | 134.4734 | 137.7261 | 141.9704 | 146.9179 | 150.3514
KTS | Entire | 66 | MVA | 530.5795 | 546.4727 | 610.5537 | 685.5862 | 774.8759 | 841.4567 | 890.3753 | 936.1889 | 983.0533 | 1017.2664 | 1048.2175
KTS_East | Split Bus | 66 | MW | 322.3814 | 329.0542 | 388.9204 | 461.9477 | 549.7109 | 614.8252 | 661.8186 | 700.4058 | 736.9142 | 756.6412 | 775.252
KTS_East | Split Bus | 66 | MVAr | 81.9322 | 82.113 | 83.2854 | 84.6068 | 86.4543 | 87.6123 | 88.9528 | 90.5275 | 92.4539 | 94.4253 | 95.9126
KTS_East | Split Bus | 66 | MVA | 332.6299 | 339.1448 | 397.7381 | 469.6318 | 556.4678 | 621.0361 | 667.7698 | 706.232 | 742.6912 | 762.5103 | 781.1625
KTS_West | Split Bus | 66 | MW | 206.6559 | 219.2037 | 226.8399 | 232.8996 | 238.9825 | 243.6924 | 247.8835 | 257.0689 | 269.209 | 284.5827 | 297.9964
KTS_West | Split Bus | 66 | MVAr | 31.9913 | 39.3312 | 41.8773 | 43.9202 | 46.1488 | 48.068 | 49.5555 | 51.3147 | 53.7228 | 56.7828 | 58.8129
KTS_West | Split Bus | 66 | MVA | 209.1174 | 222.7043 | 230.673 | 237.0047 | 243.3975 | 248.3878 | 252.7884 | 262.1405 | 274.5171 | 290.1924 | 303.7447
LY* | Entire | 66 | MW | 26 | 24.235 | 24.237 | 24.238 | 24.24 | 24.243 | 24.245 | 24.247 | 24.248 | 24.249 | 24.25
LY* | Entire | 66 | MVAr | 13.4 | 12.5 | 12.5 | 12.5 | 12.5 | 12.5 | 12.5 | 12.5 | 12.5 | 12.5 | 12.5
LY* | Entire | 66 | MVA | 29.2 | 27.3 | 27.3 | 27.3 | 27.3 | 27.3 | 27.3 | 27.3 | 27.3 | 27.3 | 27.3
MBTS | Entire | 66 | MW | 31.9 | 29.496 | 29.643 | 29.877 | 30.134 | 30.412 | 30.677 | 30.976 | 31.357 | 31.749 | 32.171
MBTS | Entire | 66 | MVAr | -7.2 | -6.6 | -6.6 | -6.7 | -6.8 | -6.8 | -6.9 | -6.9 | -7 | -7.1 | -7.2
MBTS | Entire | 66 | MVA | 32.7 | 30.2 | 30.4 | 30.6 | 30.9 | 31.2 | 31.4 | 31.7 | 32.1 | 32.5 | 33
MWTS | Entire | 66 | MW | 461.9 | 438.403 | 443.135 | 449.281 | 455.818 | 462.998 | 470.375 | 477.916 | 484.903 | 493.247 | 501.56
MWTS | Entire | 66 | MVAr | 70.6 | 67.0312 | 67.7547 | 68.6945 | 69.694 | 70.7918 | 71.9197 | 73.0727 | 74.141 | 75.4168 | 76.6878
MWTS | Entire | 66 | MVA | 467.3 | 443.4979 | 448.2849 | 454.5023 | 461.1153 | 468.3787 | 475.8414 | 483.4701 | 490.5383 | 498.9793 | 507.3889
RCTS | Entire | 22 | MW | 38.7288 | 39.2 | 39.3 | 39.69 | 40.35 | 40.81 | 40.88 | 41.08 | 41.76 | 42.54 | 42.58
RCTS | Entire | 22 | MVAr | -11.9267 | -5.53 | -5.55 | -5.59 | -5.66 | -5.71 | -5.72 | -5.74 | -5.81 | -5.9 | -5.9
RCTS | Entire | 22 | MVA | 40.5236 | 39.5881 | 39.69 | 40.0817 | 40.745 | 41.2075 | 41.2782 | 41.4791 | 42.1622 | 42.9472 | 42.9868
RCTS | Entire | 66 | MW | 104.6088 | 107.26 | 108.79 | 111.71 | 113.38 | 114.72 | 115.13 | 115.82 | 117.46 | 119.42 | 119.95
RCTS | Entire | 66 | MVAr | 30.344 | 38.52 | 39.6 | 41.65 | 42.83 | 43.78 | 44.06 | 44.55 | 45.7 | 47.08 | 47.46
RCTS | Entire | 66 | MVA | 108.9208 | 113.9671 | 115.7732 | 119.2218 | 121.2 | 122.7899 | 123.2729 | 124.0926 | 126.0371 | 128.3653 | 128.9979
RTS | Entire | 22 | MW | 39.497 | 55.22 | 65.28 | 68.9 | 69.46 | 69.63 | 69.58 | 69.51 | 69.8 | 70.14 | 70.79
RTS | Entire | 22 | MVAr | 6.7277 | 17.9 | 22.26 | 23.83 | 24.08 | 24.15 | 24.13 | 24.1 | 24.22 | 24.37 | 24.65
RTS | Entire | 22 | MVA | 40.0659 | 58.0488 | 68.9709 | 72.9046 | 73.5156 | 73.6991 | 73.6453 | 73.5694 | 73.8827 | 74.2531 | 74.959
RTS | Entire | 66 | MW | 462.2095 | 463.4775 | 478.8586 | 495.6843 | 502.4658 | 510.911 | 515.9531 | 520.6869 | 528.5248 | 537.2174 | 542.8464
RTS | Entire | 66 | MVAr | 117.2272 | 85.3164 | 93.2861 | 102.0427 | 105.444 | 109.7716 | 112.3278 | 114.7249 | 118.7339 | 123.1405 | 125.9951
RTS | Entire | 66 | MVA | 476.8436 | 471.2646 | 487.8605 | 506.0787 | 513.4104 | 522.5704 | 528.039 | 533.176 | 541.6975 | 551.1498 | 557.2764
RWTS | Entire | 66 | MW | 415.91 | 432 | 433.8 | 438.3 | 445.2 | 451.9 | 459.2 | 467.4 | 475.2 | 483.9 | 491.8
RWTS | Entire | 66 | MVAr | 65.63 | 81 | 81.3 | 82.3 | 83.9 | 85.4 | 87 | 88.9 | 90.6 | 92.5 | 94.1
RWTS | Entire | 66 | MVA | 421.06 | 439.5 | 441.4 | 446 | 453 | 459.9 | 467.4 | 475.8 | 483.8 | 492.7 | 500.7
RWTS13 | Split Bus | 66 | MW | 256 | 266 | 266.4 | 268.8 | 273 | 277.1 | 281.5 | 286.8 | 291.4 | 296.8 | 301.3
RWTS13 | Split Bus | 66 | MVAr | 50.02 | 49.9 | 49.9 | 50.5 | 51.6 | 52.6 | 53.6 | 55 | 56.1 | 57.4 | 58.3
RWTS13 | Split Bus | 66 | MVA | 260.84 | 270.7 | 271.1 | 273.5 | 277.8 | 282 | 286.6 | 292 | 296.7 | 302.3 | 306.9
RWTS22 | Entire | 22 | MW | 80.13 | 78.5 | 79.1 | 79.9 | 81.1 | 82.3 | 83.4 | 84.5 | 85.9 | 87.3 | 88.5
RWTS22 | Entire | 22 | MVAr | 6.81 | 8 | 8.1 | 8.2 | 8.4 | 8.6 | 8.8 | 9 | 9.2 | 9.5 | 9.7
RWTS22 | Entire | 22 | MVA | 80.42 | 78.9 | 79.5 | 80.4 | 81.5 | 82.7 | 83.9 | 85 | 86.4 | 87.8 | 89
RWTS24 | Split Bus | 66 | MW | 163.3 | 166 | 167.4 | 169.6 | 172.2 | 174.9 | 177.7 | 180.6 | 183.8 | 187.1 | 190.6
RWTS24 | Split Bus | 66 | MVAr | 30.64 | 31.1 | 31.4 | 31.8 | 32.3 | 32.8 | 33.3 | 33.9 | 34.5 | 35.1 | 35.8
RWTS24 | Split Bus | 66 | MVA | 166.15 | 168.9 | 170.3 | 172.5 | 175.2 | 177.9 | 180.8 | 183.8 | 187 | 190.4 | 193.9
SHTS | Entire | 66 | MW | 246.6341 | 260.97 | 264.27 | 267.81 | 271.54 | 274.23 | 275.04 | 276.6 | 280.56 | 284.77 | 285.84
SHTS | Entire | 66 | MVAr | 53.1236 | 60.62 | 62.39 | 64.29 | 66.29 | 67.74 | 68.17 | 69.01 | 71.14 | 73.4 | 73.97
SHTS | Entire | 66 | MVA | 252.2905 | 267.9181 | 271.5348 | 275.4186 | 279.5145 | 282.4727 | 283.3622 | 285.0788 | 289.4388 | 294.0774 | 295.2559
SMTS | Entire | 66 | MW | 384.87 | 369.6 | 387.9 | 411.9 | 434.2 | 454.7 | 478.2 | 503.5 | 529.9 | 553.9 | 577.3
SMTS | Entire | 66 | MVAr | 57.29 | 63.5 | 67.5 | 71.4 | 75.2 | 78.4 | 81.3 | 84.4 | 87.9 | 91.4 | 95
SMTS | Entire | 66 | MVA | 389.11 | 375 | 393.8 | 418.1 | 440.6 | 461.4 | 485.1 | 510.6 | 537.2 | 561.4 | 585.1
TGTS | Entire | 66 | MW | 146.8978 | 154.08 | 153.89 | 154.76 | 155.56 | 156.39 | 156.15 | 156.16 | 157.16 | 158.5 | 158.27
TGTS | Entire | 66 | MVAr | 19.3176 | 14.57 | 14.53 | 14.72 | 14.89 | 15.08 | 15.03 | 15.03 | 15.25 | 15.54 | 15.49
TGTS | Entire | 66 | MVA | 148.1625 | 154.7673 | 154.5744 | 155.4585 | 156.271 | 157.1154 | 156.8717 | 156.8816 | 157.8982 | 159.26 | 159.0262
TTS | Entire | 66 | MW | 485.581 | 480.2804 | 502.1125 | 512.8962 | 526.4555 | 532.1641 | 540.6233 | 565.4118 | 576.4432 | 584.384 | 592.3238
TTS | Entire | 66 | MVAr | 135.8394 | 129.9444 | 133.6434 | 136.7705 | 139.5205 | 141.0833 | 143.444 | 146.0311 | 148.9217 | 151.6252 | 154.3285
TTS | Entire | 66 | MVA | 504.2234 | 497.5488 | 519.5936 | 530.8189 | 544.6296 | 550.548 | 559.3297 | 583.9654 | 595.3691 | 603.7341 | 612.0987
TTS12 | Split Bus | 66 | MW | 224.3178 | 221.59 | 234.2695 | 237.1319 | 244.3076 | 246.8582 | 250.1522 | 269.2055 | 273.8517 | 275.8854 | 277.918
TTS12 | Split Bus | 66 | MVAr | 45.9828 | 48.9268 | 49.7594 | 50.4056 | 51.1564 | 51.7302 | 52.4732 | 53.2641 | 54.155 | 55.0085 | 55.8617
TTS12 | Split Bus | 66 | MVA | 228.9823 | 226.9273 | 239.4957 | 242.4299 | 249.606 | 252.2201 | 255.5965 | 274.4243 | 279.155 | 281.3159 | 283.4766
TTS34 | Split Bus | 66 | MW | 261.2632 | 258.6904 | 267.843 | 275.7643 | 282.148 | 285.3059 | 290.4711 | 296.2063 | 302.5915 | 308.4986 | 314.4058
TTS34 | Split Bus | 66 | MVAr | 89.8565 | 81.0176 | 83.8841 | 86.3649 | 88.3641 | 89.3531 | 90.9708 | 92.767 | 94.7667 | 96.6167 | 98.4668
TTS34 | Split Bus | 66 | MVA | 276.2837 | 271.0803 | 280.6714 | 288.9721 | 295.6615 | 298.9707 | 304.3832 | 310.3931 | 317.0841 | 323.2742 | 329.4643
WETS | Entire | 66 | MW | 58.9861 | 71.08 | 69.54 | 68.35 | 67.18 | 66.06 | 65.09 | 64.36 | 63.78 | 63.22 | 62.41
WETS | Entire | 66 | MVAr | 11.8821 | 12.84 | 12.22 | 11.74 | 11.27 | 10.82 | 10.42 | 10.13 | 9.9 | 9.67 | 9.34
WETS | Entire | 66 | MVA | 60.1709 | 72.2304 | 70.6055 | 69.3509 | 68.1188 | 66.9402 | 65.9188 | 65.1523 | 64.5438 | 63.9553 | 63.105
WMTS | Entire | 22 | MW | 6.3565 | 7.45 | 7.45 | 7.44 | 7.44 | 7.43 | 7.39 | 7.36 | 7.36 | 7.37 | 7.35
WMTS | Entire | 22 | MVAr | 1.1946 | 1.44 | 1.44 | 1.44 | 1.44 | 1.44 | 1.43 | 1.42 | 1.42 | 1.42 | 1.42
WMTS | Entire | 22 | MVA | 6.4677 | 7.5879 | 7.5879 | 7.5781 | 7.5781 | 7.5683 | 7.5271 | 7.4957 | 7.4957 | 7.5056 | 7.4859
WMTS | Entire | 66 | MW | 256.1706 | 287.7002 | 311.2133 | 322.4741 | 333.6201 | 343.4976 | 351.4122 | 359.4202 | 368.759 | 378.5151 | 386.7541
WMTS | Entire | 66 | MVAr | 59.8415 | 32.2951 | 37.1476 | 39.4139 | 41.6531 | 43.6605 | 45.2858 | 46.9166 | 48.8365 | 50.8377 | 52.5309
WMTS | Entire | 66 | MVA | 263.0672 | 289.5072 | 313.4225 | 324.8739 | 336.2103 | 346.2613 | 354.3182 | 362.4694 | 371.9788 | 381.9139 | 390.3053
WOTS | Entire | 66 | MW | 51.72 | 49.9 | 50.6 | 51.4 | 52.3 | 53.2 | 54.1 | 55 | 56 | 57.1 | 58.1
WOTS | Entire | 66 | MVAr | 12.68 | 8.9 | 9.1 | 9.2 | 9.4 | 9.5 | 9.7 | 9.9 | 10 | 10.2 | 10.4
WOTS | Entire | 66 | MVA | 53.25 | 50.7 | 51.4 | 52.2 | 53.1 | 54 | 55 | 55.9 | 56.9 | 58 | 59
WOTS22 | Entire | 22 | MW | 33.12 | 34.1 | 34.6 | 35.3 | 35.9 | 36.6 | 37.3 | 38 | 38.8 | 39.6 | 40.4
WOTS22 | Entire | 22 | MVAr | 2.52 | 6.1 | 6.2 | 6.3 | 6.4 | 6.6 | 6.7 | 6.8 | 7 | 7.1 | 7.2
WOTS22 | Entire | 22 | MVA | 33.22 | 34.6 | 35.2 | 35.8 | 36.5 | 37.2 | 37.9 | 38.6 | 39.4 | 40.2 | 41
Note 1: Note that this is the observed actual and have not been weather normalised.

## TsWinter10_maximum
2024 Terminal Station Maximum Demand Forecast - MW, MVAr & MVA Forecasts aggregated by Terminal Station
Forecasts at time of Station peak - station diversity factors are applied.
Winter, 10% POE
LOCATIONID | LocationType | VOLTAGE | UNIT | 2023 (Actual Note 1) | 2024 | 2025 | 2026 | 2027 | 2028 | 2029 | 2030 | 2031 | 2032 | 2033 | 2034
ERTS | Entire | 66 | MW | 378.1863 | 432.0774 | 439.9194 | 442.3324 | 446.1237 | 451.1909 | 454.2532 | 455.6792 | 459.4579 | 465.939 | 471.6357 | 472.3963
ERTS12 | Split Bus | 66 | MW | 156.144 | 170.9726 | 173.945 | 175.3609 | 177.3058 | 179.6101 | 181.3328 | 182.501 | 184.4846 | 187.2681 | 189.7878 | 190.8091
ERTS34 | Split Bus | 66 | MW | 228.8271 | 277.3022 | 282.42 | 284.1984 | 286.7675 | 290.1643 | 292.373 | 293.4893 | 296.0151 | 300.2032 | 303.9288 | 304.5783
HTS | Entire | 66 | MW | 260.8846 | 296.69 | 301.77 | 304.32 | 308.92 | 314.22 | 316.81 | 319.29 | 323.22 | 329.32 | 336.53 | 338.57
MTS | Entire | 22 | MW | 28.5692 | 35.07 | 35.78 | 36.42 | 36.89 | 37.28 | 37.7 | 38.16 | 38.64 | 39.18 | 39.63 | 39.76
MTS | Entire | 66 | MW | 129.0639 | 148.82 | 160.21 | 169.16 | 177.47 | 187.56 | 196.11 | 205.34 | 210.48 | 216.35 | 223 | 226.9
MTS6622 | Entire | 66 | MW | 155.9835 | 183.89 | 195.99 | 205.58 | 214.36 | 224.84 | 233.81 | 243.5 | 249.12 | 255.53 | 262.63 | 266.66
SVTS | Entire | 66 | MW | 299.0992 | 339.8342 | 345.967 | 348.1392 | 352.1055 | 356.8148 | 360.135 | 361.6077 | 365.1264 | 371.48 | 375.5973 | 380.3517
SVTS12 | Split Bus | 66 | MW | 168.1257 | 197.7771 | 201.3223 | 202.557 | 204.8186 | 207.5691 | 209.4823 | 210.2952 | 212.3123 | 215.8819 | 218.2474 | 221.2058
SVTS34 | Split Bus | 66 | MW | 130.9736 | 142.057 | 144.6447 | 145.5822 | 147.287 | 149.2457 | 150.6527 | 151.3124 | 152.8141 | 155.5981 | 157.3499 | 159.146
TBTS | Entire | 66 | MW | 213.5837 | 230.04 | 232.42 | 233.45 | 236.05 | 239.64 | 241.06 | 241.96 | 244.37 | 248.39 | 252.34 | 253.56
TSTS | Entire | 66 | MW | 238.0415 | 266.2886 | 272.6304 | 276.3051 | 280.7968 | 286.3099 | 289.6874 | 292.9165 | 296.8256 | 301.9697 | 307.6558 | 310.7021
ERTS | Entire | 66 | MVAr | 68.6699 | 86.7447 | 89.4821 | 89.7614 | 90.5772 | 91.9438 | 92.3906 | 92.2129 | 93.0027 | 95.0036 | 96.6728 | 96.1881
ERTS12 | Split Bus | 66 | MVAr | 9.1789 | 12.0639 | 12.3964 | 12.5214 | 12.7291 | 13.0154 | 13.186 | 13.2953 | 13.4933 | 13.809 | 14.0956 | 14.1661
ERTS34 | Split Bus | 66 | MVAr | 54.6188 | 78.6423 | 80.9723 | 81.2749 | 82.1118 | 83.5066 | 83.9896 | 83.9737 | 84.769 | 86.5994 | 88.1577 | 87.9416
HTS | Entire | 66 | MVAr | 27.6178 | 61.04 | 63.35 | 64.5 | 66.58 | 68.99 | 70.16 | 71.29 | 73.07 | 75.83 | 79.1 | 80.02
MTS | Entire | 22 | MVAr | -0.40154 | 2.83 | 2.96 | 3.08 | 3.17 | 3.24 | 3.32 | 3.41 | 3.5 | 3.6 | 3.68 | 3.7
MTS | Entire | 66 | MVAr | 7.6027 | 14.5 | 18.14 | 21 | 23.65 | 26.88 | 29.61 | 32.55 | 34.2 | 36.07 | 38.2 | 39.44
MTS6622 | Entire | 66 | MVAr | 7.8261 | 17.33 | 21.1 | 24.08 | 26.82 | 30.12 | 32.93 | 35.96 | 37.7 | 39.67 | 41.88 | 43.14
SVTS | Entire | 66 | MVAr | 27.0597 | 45.6115 | 47.632 | 48.342 | 49.6325 | 51.193 | 52.293 | 52.7435 | 53.894 | 55.9344 | 57.2749 | 58.9749
SVTS12 | Split Bus | 66 | MVAr | 17.1635 | 31.7918 | 33.1938 | 33.6842 | 34.5821 | 35.6665 | 36.4262 | 36.7439 | 37.5451 | 38.961 | 39.8934 | 41.0675
SVTS34 | Split Bus | 66 | MVAr | 9.8963 | 12.9604 | 13.5409 | 13.7472 | 14.1156 | 14.5624 | 14.8821 | 15.0063 | 15.334 | 15.9203 | 16.3032 | 16.7973
TBTS | Entire | 66 | MVAr | 31.4876 | 37.1 | 38.14 | 38.58 | 39.71 | 41.27 | 41.89 | 42.28 | 43.33 | 45.07 | 46.79 | 47.32
TSTS | Entire | 66 | MVAr | 18.4541 | 45.5838 | 48.0313 | 49.1334 | 50.5679 | 52.5325 | 53.4722 | 54.3596 | 55.588 | 57.4063 | 59.4945 | 60.3555
ERTS | Entire | 66 | MVA | 384.3702 | 440.6988 | 448.9277 | 451.3481 | 455.2259 | 460.4637 | 463.5536 | 464.9159 | 468.7761 | 475.5259 | 481.4415 | 482.0897
ERTS12 | Split Bus | 66 | MVA | 156.4136 | 171.3977 | 174.3861 | 175.8074 | 177.7621 | 180.081 | 181.8116 | 182.9846 | 184.9774 | 187.7765 | 190.3105 | 191.3342
ERTS34 | Split Bus | 66 | MVA | 235.2553 | 288.2379 | 293.7986 | 295.5915 | 298.2917 | 301.9415 | 304.1977 | 305.2663 | 307.9135 | 312.4442 | 316.4562 | 317.0199
HTS | Entire | 66 | MVA | 262.3423 | 302.904 | 308.3478 | 311.0802 | 316.0134 | 321.7046 | 324.4857 | 327.1519 | 331.3765 | 337.9376 | 345.7011 | 347.8978
MTS | Entire | 22 | MVA | 28.572 | 35.184 | 35.9022 | 36.55 | 37.0259 | 37.4205 | 37.8459 | 38.3121 | 38.7982 | 39.345 | 39.8005 | 39.9318
MTS | Entire | 66 | MVA | 129.2876 | 149.5247 | 161.2337 | 170.4585 | 179.0389 | 189.4763 | 198.3328 | 207.9039 | 213.2404 | 219.3362 | 226.2482 | 230.3022
MTS6622 | Entire | 66 | MVA | 156.1797 | 184.7048 | 197.1225 | 206.9855 | 216.0313 | 226.8485 | 236.1176 | 246.141 | 251.9565 | 258.591 | 265.9482 | 270.127
SVTS | Entire | 66 | MVA | 300.3208 | 342.8814 | 349.2306 | 351.4795 | 355.5864 | 360.4685 | 363.9118 | 365.434 | 369.0825 | 375.6675 | 379.9392 | 384.8967
SVTS12 | Split Bus | 66 | MVA | 168.9995 | 200.316 | 204.0404 | 205.3387 | 207.7175 | 210.6111 | 212.6257 | 213.4811 | 215.6065 | 219.3695 | 221.8635 | 224.9856
SVTS34 | Split Bus | 66 | MVA | 131.3469 | 142.647 | 145.2772 | 146.2299 | 147.9618 | 149.9544 | 151.386 | 152.0547 | 153.5815 | 156.4105 | 158.1923 | 160.03
TBTS | Entire | 66 | MVA | 215.8923 | 233.0125 | 235.5286 | 236.6164 | 239.3668 | 243.1677 | 244.6726 | 245.6262 | 248.1818 | 252.4458 | 256.6413 | 257.9377
TSTS | Entire | 66 | MVA | 238.7558 | 270.162 | 276.8291 | 280.6396 | 285.3138 | 291.0894 | 294.5811 | 297.9178 | 301.9858 | 307.3779 | 313.3555 | 316.51
ATS_BLTS | Hybrid | 66 | MW | 259.8833 | 271.0238 | 301.7526 | 352.5564 | 401.5449 | 442.6652 | 455.6682 | 471.603 | 488.1977 | 505.8185 | 523.2303 | 538.852
ATS_BLTS | Hybrid | 66 | MVAr | 63.5304 | 66.1261 | 72.5789 | 83.9381 | 99.1114 | 106.3845 | 108.3383 | 109.5856 | 111.1151 | 113.0331 | 114.8498 | 115.9165
ATS_BLTS | Hybrid | 66 | MVA | 267.5359 | 278.9741 | 310.3584 | 362.4108 | 413.5956 | 455.2693 | 468.3702 | 484.1677 | 500.6831 | 518.2941 | 535.6868 | 551.1789
ATS_WEST | Hybrid | 66 | MW | 165.2463 | 180.9097 | 194.7897 | 220.4497 | 251.9697 | 363.7097 | 484.4797 | 538.4097 | 551.3497 | 558.4697 | 565.7697 | 569.8797
ATS_WEST | Hybrid | 66 | MVAr | 21.8785 | 41.5 | 49.99 | 65.67 | 84.94 | 153.24 | 227.06 | 260.02 | 267.93 | 272.28 | 276.74 | 279.26
ATS_WEST | Hybrid | 66 | MVA | 166.6884 | 185.6087 | 201.1021 | 230.0231 | 265.9014 | 394.6736 | 535.0485 | 597.9092 | 613.0033 | 621.309 | 629.8257 | 634.6251
BATS | Entire | 66 | MW | 180.1215 | 184.8 | 194.29 | 199.33 | 210.3 | 215.94 | 218.91 | 221.01 | 224.68 | 230.07 | 235.07 | 237.73
BATS | Entire | 66 | MVAr | 20.2601 | 26.71 | 28.9 | 30.07 | 32.61 | 33.91 | 34.6 | 35.08 | 35.93 | 37.18 | 38.34 | 38.95
BATS | Entire | 66 | MVA | 181.2574 | 186.7203 | 196.4276 | 201.5854 | 212.8133 | 218.5863 | 221.6275 | 223.7767 | 227.5348 | 233.0548 | 238.1761 | 240.8997
BETS | Entire | 22 | MW | 62.3233 | 62.79 | 63.82 | 64.64 | 65.75 | 67.05 | 67.85 | 68.43 | 69.46 | 71.13 | 72.54 | 73.12
BETS | Entire | 22 | MVAr | -1.6533 | 2.8102 | 2.8563 | 2.893 | 2.9426 | 3.0008 | 3.0366 | 3.0626 | 3.1087 | 3.1834 | 3.2465 | 3.2725
BETS | Entire | 22 | MVA | 62.3452 | 62.8529 | 63.8839 | 64.7047 | 65.8158 | 67.1171 | 67.9179 | 68.4985 | 69.5295 | 71.2012 | 72.6126 | 73.1932
BETS | Entire | 66 | MW | 143.6046 | 143.08 | 146.44 | 144.01 | 145.98 | 148.29 | 149.58 | 150.45 | 152.38 | 155.08 | 157.3 | 157.98
BETS | Entire | 66 | MVAr | 19.5817 | 14.31 | 15.69 | 14.69 | 15.5 | 16.45 | 16.98 | 17.33 | 18.12 | 19.23 | 20.14 | 20.42
BETS | Entire | 66 | MVA | 144.9335 | 143.7938 | 147.2781 | 144.7573 | 146.8006 | 149.1996 | 150.5407 | 151.4448 | 153.4536 | 156.2677 | 158.5841 | 159.2942
BLTS | Entire | 22 | MW | 41.1596 | 40.6199 | 46.4863 | 46.7163 | 46.9863 | 47.4963 | 47.9063 | 48.0263 | 48.3563 | 49.0263 | 49.4663 | 49.4963
BLTS | Entire | 22 | MVAr | 12.2096 | 9.9178 | 10.2478 | 10.2678 | 10.2978 | 10.3578 | 10.4078 | 10.4278 | 10.4578 | 10.5378 | 10.5878 | 10.5978
BLTS | Entire | 22 | MVA | 42.9323 | 41.8131 | 47.6024 | 47.8313 | 48.1015 | 48.6125 | 49.0238 | 49.1453 | 49.4742 | 50.146 | 50.5867 | 50.6181
BLTS-SCI | Hybrid | 66 | MW
BLTS-SCI | Hybrid | 66 | MVAr
BLTS-SCI | Hybrid | 66 | MVA
BTS | Entire | 22 | MW | 88.8889 | 112.5804 | 117.8355 | 102.7769 | 108.6384 | 95.2726 | 99.7432 | 102.2911 | 104.9459 | 107.7109 | 110.7462 | 113.1035
BTS | Entire | 22 | MVAr | 10.1381 | 17.1603 | 17.9683 | 16.1701 | 17.1444 | 15.4794 | 16.2891 | 16.767 | 17.2695 | 17.7006 | 18.1835 | 18.5667
BTS | Entire | 22 | MVA | 89.4652 | 113.8807 | 119.1976 | 104.0412 | 109.9828 | 96.5219 | 101.0646 | 103.6562 | 106.3573 | 109.1556 | 112.2291 | 114.6173
BTS | Entire | 66 | MW | 234.5402 | 275.38 | 289.08 | 293.96 | 297.52 | 319.36 | 323.52 | 327.11 | 331.23 | 336.66 | 342.04 | 345.13
BTS | Entire | 66 | MVAr | 23.5818 | 35.63 | 39.17 | 40.43 | 41.35 | 46.99 | 48.06 | 48.99 | 50.05 | 51.46 | 52.85 | 53.64
BTS | Entire | 66 | MVA | 235.7227 | 277.6754 | 291.7217 | 296.7273 | 300.3797 | 322.7985 | 327.0703 | 330.7582 | 334.99 | 340.5702 | 346.099 | 349.2735
CBTS | Entire | 66 | MW | 377.473 | 431 | 446.4 | 462.1 | 479.9 | 497.3 | 514.9 | 531.1 | 549.1 | 568.2 | 586.9 | 603.6
CBTS | Entire | 66 | MVAr | 39.8947 | 61.1 | 63.7 | 65.8 | 68.4 | 71.3 | 73.7 | 75.6 | 78 | 81.2 | 84.4 | 86.7
CBTS | Entire | 66 | MVA | 379.58 | 435.3 | 450.9 | 466.8 | 484.8 | 502.4 | 520.1 | 536.4 | 554.7 | 574 | 593 | 609.8
DPTS | Hybrid | 66 | MW | 214.7848 | 237.49 | 273.62 | 342.28 | 410.44 | 461.57 | 501.33 | 529.07 | 542.96 | 557.54 | 573.44 | 583.22
DPTS | Hybrid | 66 | MVAr | 27.9518 | 34.67 | 46.77 | 69.76 | 92.58 | 109.71 | 123.02 | 132.31 | 136.96 | 141.84 | 147.17 | 150.44
DPTS | Hybrid | 66 | MVA | 216.5959 | 240.0073 | 277.5884 | 349.3166 | 420.7518 | 474.4293 | 516.2031 | 545.3632 | 559.9675 | 575.2994 | 592.024 | 602.3104
FBTS | Entire | 66 | MW | 179.5 | 218.26 | 233.25 | 242.57 | 248.34 | 255.1 | 260.53 | 265.33 | 270.58 | 276.99 | 284.16 | 289.07
FBTS | Entire | 66 | MVAr | 31.5444 | 54.8 | 63.02 | 68.13 | 71.29 | 75 | 77.98 | 80.61 | 83.49 | 87 | 90.93 | 93.63
FBTS | Entire | 66 | MVA | 182.2507 | 225.0344 | 241.6135 | 251.9562 | 258.3699 | 265.8966 | 271.9499 | 277.3049 | 283.168 | 290.3316 | 298.3541 | 303.8553
GNTS | Entire | 66 | MW | 95.4 | 107.867 | 110.651 | 113.516 | 116.201 | 118.858 | 121.618 | 124.33 | 127.103 | 129.869 | 132.643 | 135.449
GNTS | Entire | 66 | MVAr | 27.8 | 31.4 | 32.3 | 33.1 | 33.9 | 34.7 | 35.5 | 36.2 | 37.1 | 37.9 | 38.7 | 39.5
GNTS | Entire | 66 | MVA | 99.3 | 112.4 | 115.3 | 118.2 | 121 | 123.8 | 126.7 | 129.5 | 132.4 | 135.3 | 138.2 | 141.1
GTS | Entire | 66 | MW | 364.4503 | 416.0842 | 434.0684 | 448.45 | 460.5065 | 473.7171 | 481.6159 | 488.6956 | 506.9847 | 519.8815 | 533.1108 | 539.1976
GTS | Entire | 66 | MVAr | 40.2493 | 80.9669 | 88.1079 | 93.2699 | 97.473 | 102.4392 | 105.2566 | 107.7944 | 113.3386 | 118.1437 | 123.2932 | 125.4562
GTS | Entire | 66 | MVA | 366.6661 | 423.8888 | 442.9203 | 458.0465 | 470.7093 | 484.6666 | 492.9836 | 500.4428 | 519.499 | 533.1367 | 547.1822 | 553.6003
HOTS | Entire | 66 | MW | 75.5999 | 77.73 | 77.26 | 75.8 | 75.46 | 75.6 | 75.05 | 74.22 | 74.16 | 74.54 | 74.72 | 73.91
HOTS | Entire | 66 | MVAr | 2.2978 | 5.53 | 5.4 | 5.01 | 4.91 | 4.95 | 4.8 | 4.57 | 4.56 | 4.66 | 4.71 | 4.49
HOTS | Entire | 66 | MVA | 75.6348 | 77.9265 | 77.4485 | 75.9654 | 75.6196 | 75.7619 | 75.2033 | 74.3606 | 74.3001 | 74.6855 | 74.8683 | 74.0463
HYTS | Entire | 22 | MW | 1.5457 | 2.37 | 2.41 | 2.45 | 2.5 | 2.58 | 2.62 | 2.63 | 2.68 | 2.78 | 2.86 | 2.81
HYTS | Entire | 22 | MVAr | 0.36511 | 0.75 | 0.76 | 0.77 | 0.79 | 0.82 | 0.84 | 0.84 | 0.86 | 0.89 | 0.92 | 0.9
HYTS | Entire | 22 | MVA | 1.5882 | 2.4858 | 2.527 | 2.5682 | 2.6219 | 2.7072 | 2.7514 | 2.7609 | 2.8146 | 2.919 | 3.0043 | 2.9506
KGTS | Entire | 22 | MW | 25.1974 | 15.26 | 15.21 | 15.09 | 15.2 | 15.34 | 15.42 | 15.33 | 15.37 | 15.49 | 15.59 | 15.42
KGTS | Entire | 22 | MVAr | 0 | 0 | 0 | 0 | 0 | 0 | 0 | 0 | 0 | 0 | 0 | 0
KGTS | Entire | 22 | MVA | 25.1974 | 15.26 | 15.21 | 15.09 | 15.2 | 15.34 | 15.42 | 15.33 | 15.37 | 15.49 | 15.59 | 15.42
KGTS | Entire | 66 | MW | 55.8255 | 58.22 | 57.81 | 57.43 | 57.57 | 58 | 57.89 | 57.48 | 57.54 | 58.08 | 58.44 | 57.73
KGTS | Entire | 66 | MVAr | -0.25221 | 8.18 | 7.97 | 7.78 | 7.85 | 8.07 | 8.02 | 7.8 | 7.84 | 8.11 | 8.3 | 7.93
KGTS | Entire | 66 | MVA | 55.826 | 58.7918 | 58.3568 | 57.9546 | 58.1027 | 58.5587 | 58.4429 | 58.0068 | 58.0717 | 58.6435 | 59.0265 | 58.2721
KTS | Entire | 66 | MW | 429.0243 | 461.9706 | 485.4558 | 557.3188 | 633.9459 | 720.623 | 787.775 | 836.7717 | 880.0091 | 923.2438 | 956.6291 | 989.5664
KTS | Entire | 66 | MVAr | 58.3088 | 86.7936 | 72.7945 | 79.0245 | 82.9851 | 87.2259 | 91.3443 | 94.4107 | 96.9906 | 100.156 | 104.574 | 108.7729
KTS | Entire | 66 | MVA | 432.9686 | 470.0532 | 490.8833 | 562.8935 | 639.3543 | 725.8828 | 793.0531 | 842.0809 | 885.3379 | 928.6605 | 962.3279 | 995.5266
KTS_East | Split Bus | 66 | MW | 245.3592 | 266.8615 | 283.6049 | 343.0569 | 410.5944 | 488.9654 | 548.7309 | 591.548 | 625.5526 | 657.2696 | 675.5354 | 693.5012
KTS_East | Split Bus | 66 | MVAr | 39.6627 | 59.8702 | 50.5576 | 53.4775 | 55.2667 | 57.1778 | 58.8815 | 60.2724 | 61.4549 | 62.798 | 64.5115 | 66.0849
KTS_East | Split Bus | 66 | MVA | 248.5443 | 273.495 | 288.0761 | 347.2 | 414.2972 | 492.2971 | 551.881 | 594.6106 | 628.5641 | 660.2627 | 678.6087 | 696.6428
KTS_West | Split Bus | 66 | MW | 185.0654 | 195.9554 | 202.6935 | 215.1377 | 224.2408 | 232.5663 | 239.9749 | 246.1676 | 255.4115 | 266.9458 | 282.0933 | 297.0908
KTS_West | Split Bus | 66 | MVAr | 19.1045 | 27.1092 | 22.3564 | 25.6829 | 27.8613 | 30.2008 | 32.6268 | 34.309 | 35.712 | 37.5427 | 40.2614 | 42.9001
KTS_West | Split Bus | 66 | MVA | 186.0489 | 197.8218 | 203.9227 | 216.6653 | 225.965 | 234.519 | 242.1827 | 248.547 | 257.8961 | 269.5729 | 284.9519 | 300.1722
LY* | Entire | 66 | MW | 27.6 | 29.426 | 29.427 | 29.429 | 29.431 | 29.433 | 29.436 | 29.438 | 29.441 | 29.443 | 29.445 | 29.446
LY* | Entire | 66 | MVAr | 13.9 | 14.8 | 14.8 | 14.8 | 14.8 | 14.8 | 14.8 | 14.8 | 14.8 | 14.8 | 14.8 | 14.8
LY* | Entire | 66 | MVA | 30.9 | 32.9 | 32.9 | 33 | 33 | 33 | 33 | 33 | 33 | 33 | 33 | 33
MBTS | Entire | 66 | MW | 40.9 | 44.49 | 44.826 | 45.16 | 45.516 | 45.902 | 46.331 | 46.746 | 47.196 | 47.693 | 48.236 | 48.751
MBTS | Entire | 66 | MVAr | -0.3 | -0.3 | -0.4 | -0.4 | -0.4 | -0.4 | -0.4 | -0.4 | -0.4 | -0.4 | -0.4 | -0.4
MBTS | Entire | 66 | MVA | 40.9 | 44.5 | 44.8 | 45.2 | 45.5 | 45.9 | 46.3 | 46.7 | 47.2 | 47.7 | 48.2 | 48.8
MWTS | Entire | 66 | MW | 374.1 | 459.508 | 467.778 | 476.944 | 486.905 | 496.55 | 506.649 | 516.446 | 526.745 | 537.208 | 547.854 | 558.653
MWTS | Entire | 66 | MVAr | 37.9 | 46.5699 | 47.4081 | 48.337 | 49.3465 | 50.324 | 51.3475 | 52.3404 | 53.3842 | 54.4446 | 55.5236 | 56.618
MWTS | Entire | 66 | MVA | 376 | 461.8618 | 470.1742 | 479.3872 | 489.3992 | 499.0936 | 509.2443 | 519.0915 | 529.4433 | 539.9599 | 550.6604 | 561.5147
RCTS | Entire | 22 | MW | 24.459 | 32.52 | 32.69 | 32.97 | 33.43 | 33.96 | 34.12 | 34.19 | 34.61 | 35.32 | 35.65 | 35.22
RCTS | Entire | 22 | MVAr | -7.4067 | -4.82 | -4.83 | -4.86 | -4.91 | -4.97 | -4.99 | -4.99 | -5.04 | -5.12 | -5.15 | -5.11
RCTS | Entire | 22 | MVA | 25.5559 | 32.8753 | 33.0449 | 33.3263 | 33.7887 | 34.3217 | 34.483 | 34.5522 | 34.975 | 35.6892 | 36.0201 | 35.5888
RCTS | Entire | 66 | MW | 72.8451 | 92.03 | 95.1 | 97.24 | 98.98 | 100.57 | 101.38 | 101.71 | 102.73 | 104.43 | 105.91 | 105.62
RCTS | Entire | 66 | MVAr | -7.8986 | 27.8 | 29.96 | 31.47 | 32.69 | 33.81 | 34.38 | 34.61 | 35.34 | 36.53 | 37.57 | 37.37
RCTS | Entire | 66 | MVA | 73.2721 | 96.1372 | 99.7076 | 102.2056 | 104.2386 | 106.1011 | 107.0509 | 107.4373 | 108.6387 | 110.6348 | 112.3763 | 112.0362
RTS | Entire | 22 | MW | 36.0178 | 40.23 | 61.57 | 66.92 | 68.96 | 69.66 | 69.91 | 70.07 | 70.52 | 71.32 | 72.2 | 72.84
RTS | Entire | 22 | MVAr | 4.5046 | 11.39 | 20.65 | 22.97 | 23.86 | 24.16 | 24.27 | 24.34 | 24.54 | 24.88 | 25.26 | 25.54
RTS | Entire | 22 | MVA | 36.2984 | 41.8113 | 64.9406 | 70.7524 | 72.9711 | 73.7307 | 74.003 | 74.1771 | 74.6678 | 75.5351 | 76.4912 | 77.1878
RTS | Entire | 66 | MW | 354.5282 | 434.3861 | 454.2089 | 483.9905 | 492.0815 | 501.3792 | 509.0693 | 514.6819 | 522.5561 | 533.4293 | 543.5919 | 549.3825
RTS | Entire | 66 | MVAr | 25.9634 | 71.8625 | 82.1151 | 97.7175 | 101.8459 | 106.6023 | 110.568 | 113.4389 | 117.4726 | 123.0531 | 128.2436 | 131.2138
RTS | Entire | 66 | MVA | 355.4776 | 440.2902 | 461.5719 | 493.7565 | 502.5105 | 512.5867 | 520.9384 | 527.035 | 535.5975 | 547.4385 | 558.5146 | 564.8347
RWTS | Entire | 66 | MW | 328.13 | 362.5 | 371.1 | 379.8 | 390.2 | 400.7 | 411 | 421.6 | 432.5 | 443.9 | 455 | 464.3
RWTS | Entire | 66 | MVAr | 43.98 | 67.6 | 69.4 | 71.1 | 73.3 | 75.5 | 77.6 | 79.8 | 82.1 | 84.6 | 86.9 | 88.6
RWTS | Entire | 66 | MVA | 331.06 | 368.7 | 377.5 | 386.4 | 397 | 407.7 | 418.3 | 429.1 | 440.3 | 451.9 | 463.2 | 472.7
RWTS13 | Split Bus | 66 | MW | 200.11 | 216.5 | 221.2 | 225.3 | 230.9 | 236.4 | 241.3 | 247 | 252.8 | 259.1 | 264.9 | 269
RWTS13 | Split Bus | 66 | MVAr | 21.22 | 42.7 | 43.9 | 44.8 | 46.2 | 47.5 | 48.7 | 50.1 | 51.5 | 53.1 | 54.5 | 55.4
RWTS13 | Split Bus | 66 | MVA | 201.23 | 220.7 | 225.5 | 229.7 | 235.5 | 241.2 | 246.2 | 252.1 | 258 | 264.4 | 270.4 | 274.6
RWTS22 | Entire | 22 | MW | 66.38 | 71.8 | 73.2 | 74.7 | 76.4 | 78 | 79.5 | 80.8 | 82.4 | 84.2 | 85.8 | 87.4
RWTS22 | Entire | 22 | MVAr | 0.32 | 5 | 5.3 | 5.5 | 5.8 | 6.1 | 6.3 | 6.4 | 6.7 | 7 | 7.3 | 7.5
RWTS22 | Entire | 22 | MVA | 66.38 | 72 | 73.4 | 74.9 | 76.6 | 78.2 | 79.8 | 81.1 | 82.6 | 84.5 | 86.1 | 87.7
RWTS24 | Split Bus | 66 | MW | 128.78 | 146 | 149.9 | 154.5 | 159.3 | 164.2 | 169.7 | 174.5 | 179.7 | 184.9 | 190.1 | 195.3
RWTS24 | Split Bus | 66 | MVAr | 21.94 | 24.9 | 25.5 | 26.3 | 27.1 | 28 | 28.9 | 29.7 | 30.6 | 31.5 | 32.4 | 33.3
RWTS24 | Split Bus | 66 | MVA | 130.64 | 148.1 | 152.1 | 156.7 | 161.6 | 166.6 | 172.2 | 177.1 | 182.3 | 187.6 | 192.8 | 198.1
SHTS | Entire | 66 | MW | 216.2995 | 214.3 | 217.22 | 221.23 | 223.83 | 227.13 | 228.43 | 228.9 | 231.19 | 234.9 | 238.08 | 237.53
SHTS | Entire | 66 | MVAr | 36.5666 | 35.57 | 37.14 | 39.29 | 40.69 | 42.46 | 43.16 | 43.41 | 44.63 | 46.63 | 48.33 | 48.04
SHTS | Entire | 66 | MVA | 219.3686 | 217.2319 | 220.3722 | 224.6918 | 227.4985 | 231.0647 | 232.4716 | 232.9799 | 235.4584 | 239.4835 | 242.9359 | 242.3393
SMTS | Entire | 66 | MW | 334.52 | 350.9 | 375.4 | 402.2 | 435.2 | 463.4 | 489.6 | 517.7 | 548 | 578.8 | 606.3 | 633.4
SMTS | Entire | 66 | MVAr | 53.99 | 45.1 | 49.4 | 53.8 | 58.2 | 62.1 | 65.5 | 68.7 | 71.7 | 74.8 | 78 | 81.1
SMTS | Entire | 66 | MVA | 338.85 | 353.8 | 378.7 | 405.8 | 439 | 467.5 | 493.9 | 522.2 | 552.7 | 583.6 | 611.3 | 638.6
TGTS | Entire | 66 | MW | 164.5676 | 169.73 | 169.84 | 171.13 | 172.45 | 174.25 | 174.68 | 174.6 | 175.53 | 177.79 | 179.21 | 178.47
TGTS | Entire | 66 | MVAr | 22.0887 | 18.02 | 18.05 | 18.33 | 18.62 | 19.02 | 19.12 | 19.1 | 19.3 | 19.8 | 20.12 | 19.95
TGTS | Entire | 66 | MVA | 166.0434 | 170.6839 | 170.7965 | 172.1089 | 173.4523 | 175.285 | 175.7233 | 175.6416 | 176.5879 | 178.8891 | 180.3359 | 179.5816
TTS | Entire | 66 | MW | 381.0086 | 396.1668 | 418.3478 | 449.0329 | 469.2163 | 487.6574 | 499.6825 | 511.282 | 535.6792 | 547.5908 | 557.4089 | 567.0101
TTS | Entire | 66 | MVAr | 106.4058 | 101.8607 | 106.7466 | 113.0527 | 118.5413 | 122.5921 | 125.7031 | 128.7388 | 131.652 | 134.5818 | 137.5086 | 140.3982
TTS | Entire | 66 | MVA | 395.5879 | 409.0522 | 431.7519 | 463.0458 | 483.9586 | 502.8305 | 515.2513 | 527.2409 | 551.6198 | 563.8865 | 574.1195 | 584.1337
TTS12 | Split Bus | 66 | MW | 173.5302 | 180.6459 | 192.1656 | 207.319 | 213.8409 | 222.6663 | 227.8273 | 232.5064 | 250.4499 | 255.7946 | 259.0212 | 262.031
TTS12 | Split Bus | 66 | MVAr | 34.0856 | 36.3606 | 37.9993 | 39.5727 | 40.9103 | 42.0337 | 43.0588 | 43.9915 | 44.9209 | 45.8542 | 46.7806 | 47.67
TTS12 | Split Bus | 66 | MVA | 176.8462 | 184.2689 | 195.8866 | 211.062 | 217.7191 | 226.599 | 231.8606 | 236.6315 | 254.4465 | 259.872 | 263.2117 | 266.3319
TTS34 | Split Bus | 66 | MW | 208.4662 | 217.3131 | 228.0904 | 243.7843 | 257.5468 | 267.2541 | 274.1721 | 281.1457 | 287.7245 | 294.3449 | 300.9778 | 307.6108
TTS34 | Split Bus | 66 | MVAr | 73.7396 | 66.0022 | 69.2755 | 74.0421 | 78.222 | 81.1703 | 83.2714 | 85.3895 | 87.3876 | 89.3983 | 91.4129 | 93.4274
TTS34 | Split Bus | 66 | MVA | 221.1237 | 227.1151 | 238.3785 | 254.7804 | 269.1636 | 279.3087 | 286.5387 | 293.8269 | 300.7025 | 307.6214 | 314.5536 | 321.4857
WETS | Entire | 66 | MW | 35.7588 | 75.92 | 74.04 | 72.16 | 69.3 | 66.62 | 65.18 | 64.1 | 63.19 | 62.15 | 61.15 | 59.21
WETS | Entire | 66 | MVAr | 10.067 | 14.79 | 14.04 | 13.28 | 12.12 | 11.04 | 10.46 | 10.03 | 9.66 | 9.24 | 8.84 | 8.05
WETS | Entire | 66 | MVA | 37.1488 | 77.3472 | 75.3594 | 73.3718 | 70.3519 | 67.5286 | 66.014 | 64.88 | 63.9241 | 62.8331 | 61.7857 | 59.7547
WMTS | Entire | 22 | MW | 5.9713 | 9.15 | 9.19 | 9.17 | 9.16 | 9.17 | 9.14 | 9.08 | 9.05 | 9.07 | 9.08 | 9.03
WMTS | Entire | 22 | MVAr | 1.0869 | 1.86 | 1.88 | 1.87 | 1.87 | 1.87 | 1.86 | 1.85 | 1.84 | 1.84 | 1.85 | 1.84
WMTS | Entire | 22 | MVA | 6.0694 | 9.3371 | 9.3803 | 9.3587 | 9.3489 | 9.3587 | 9.3273 | 9.2665 | 9.2352 | 9.2548 | 9.2665 | 9.2156
WMTS | Entire | 66 | MW | 210.3023 | 240.1292 | 269.5604 | 286.205 | 297.6349 | 308.7754 | 318.3885 | 326.2112 | 334.3604 | 343.773 | 352.5921 | 359.5376
WMTS | Entire | 66 | MVAr | 11.7277 | 21.9546 | 27.7893 | 31.1379 | 33.3824 | 35.5805 | 37.4745 | 39.0513 | 40.7109 | 42.6308 | 44.4333 | 45.8503
WMTS | Entire | 66 | MVA | 210.629 | 241.1308 | 270.9891 | 287.8938 | 299.5011 | 310.8186 | 320.5863 | 328.5403 | 336.8297 | 346.4062 | 355.3808 | 362.4493
WOTS | Entire | 66 | MW | 47.56 | 49.8 | 49.8 | 50.7 | 51.8 | 53.2 | 54.5 | 55.9 | 57.1 | 58.4 | 59.7 | 61
WOTS | Entire | 66 | MVAr | 8 | 5.4 | 5.4 | 5.5 | 5.6 | 5.8 | 5.9 | 6.1 | 6.2 | 6.3 | 6.5 | 6.6
WOTS | Entire | 66 | MVA | 48.23 | 50.1 | 50.1 | 51 | 52.1 | 53.5 | 54.9 | 56.2 | 57.4 | 58.7 | 60 | 61.3
WOTS22 | Entire | 22 | MW | 30.56 | 32 | 32 | 32.6 | 33.3 | 34.2 | 35 | 35.9 | 36.7 | 37.5 | 38.3 | 39.2
WOTS22 | Entire | 22 | MVAr | -0.76 | 3.5 | 3.5 | 3.5 | 3.6 | 3.7 | 3.8 | 3.9 | 4 | 4.1 | 4.2 | 4.3
WOTS22 | Entire | 22 | MVA | 30.57 | 32.2 | 32.2 | 32.8 | 33.5 | 34.4 | 35.2 | 36.1 | 36.9 | 37.7 | 38.6 | 39.4
Note 1: Note that this is the observed actual and have not been weather normalised.

## TsWinter50_maximum
2024 Terminal Station Maximum Demand Forecast - MW, MVAr & MVA Forecasts aggregated by Terminal Station
Forecasts at time of Station peak - station diversity factors are applied.
Winter, 50% POE
LOCATIONID | LocationType | VOLTAGE | UNIT | 2023 (Actual Note 1) | 2024 | 2025 | 2026 | 2027 | 2028 | 2029 | 2030 | 2031 | 2032 | 2033 | 2034
ERTS | Entire | 66 | MW | 378.1863 | 411.7349 | 419.1087 | 421.5949 | 425.3173 | 430.265 | 433.2547 | 434.3922 | 438.2195 | 444.8908 | 450.4039 | 450.9389
ERTS12 | Split Bus | 66 | MW | 156.144 | 163.6763 | 166.4605 | 167.8727 | 169.732 | 171.9761 | 173.6559 | 174.7216 | 176.6864 | 179.4834 | 181.9147 | 182.8576
ERTS34 | Split Bus | 66 | MW | 228.8271 | 262.0389 | 266.9275 | 268.7582 | 271.4295 | 274.7758 | 276.9415 | 277.8431 | 280.4092 | 284.7461 | 288.3658 | 288.834
HTS | Entire | 66 | MW | 260.8846 | 284.16 | 289.79 | 292.04 | 295.87 | 300.46 | 303.33 | 305.24 | 309 | 315.42 | 320.95 | 323.17
MTS | Entire | 22 | MW | 28.5692 | 32.57 | 33.22 | 33.83 | 34.27 | 34.64 | 35.04 | 35.46 | 35.9 | 36.4 | 36.83 | 36.97
MTS | Entire | 66 | MW | 129.0639 | 142.43 | 154 | 162.49 | 169.98 | 180.38 | 188.99 | 197.76 | 203.26 | 208 | 214.47 | 218.46
MTS6622 | Entire | 66 | MW | 155.9835 | 175 | 187.22 | 196.32 | 204.25 | 215.02 | 224.03 | 233.22 | 239.16 | 244.4 | 251.3 | 255.43
SVTS | Entire | 66 | MW | 299.0992 | 318.0089 | 324.6009 | 326.2796 | 330.0964 | 334.5793 | 337.5015 | 339.7156 | 343.4639 | 349.3948 | 354.9072 | 357.7184
SVTS12 | Split Bus | 66 | MW | 168.1257 | 185.3263 | 189.1404 | 190.0328 | 192.2088 | 194.7454 | 196.4385 | 197.7221 | 199.8737 | 203.2721 | 206.4322 | 208.0459
SVTS34 | Split Bus | 66 | MW | 130.9736 | 132.6826 | 135.4605 | 136.2468 | 137.8876 | 139.8339 | 141.0629 | 141.9935 | 143.5902 | 146.1227 | 148.475 | 149.6725
TBTS | Entire | 66 | MW | 213.5837 | 219.04 | 221.07 | 222.07 | 224.56 | 228.07 | 229.6 | 230.55 | 232.83 | 236.72 | 240.52 | 241.68
TSTS | Entire | 66 | MW | 238.0415 | 249.5273 | 255.7183 | 259.4808 | 263.8341 | 268.5431 | 272.1545 | 275.2128 | 279.1108 | 284.8047 | 288.988 | 292.1297
ERTS | Entire | 66 | MVAr | 68.6699 | 80.4413 | 82.9898 | 83.3134 | 84.0645 | 85.3997 | 85.8311 | 85.5609 | 86.3935 | 88.4991 | 90.1108 | 89.5638
ERTS12 | Split Bus | 66 | MVAr | 9.1789 | 11.2719 | 11.5859 | 11.715 | 11.9095 | 12.1925 | 12.3624 | 12.4671 | 12.6784 | 13.019 | 13.298 | 13.3658
ERTS34 | Split Bus | 66 | MVAr | 54.6188 | 73.3568 | 75.5425 | 75.8855 | 76.6528 | 78.0099 | 78.481 | 78.4053 | 79.2694 | 81.2339 | 82.7877 | 82.5125
HTS | Entire | 66 | MVAr | 27.6178 | 55.36 | 57.91 | 58.93 | 60.67 | 62.75 | 64.05 | 64.92 | 66.62 | 69.53 | 72.04 | 73.04
MTS | Entire | 22 | MVAr | -0.40154 | 2.37 | 2.49 | 2.6 | 2.68 | 2.75 | 2.83 | 2.91 | 2.99 | 3.08 | 3.16 | 3.19
MTS | Entire | 66 | MVAr | 7.6027 | 12.46 | 16.15 | 18.86 | 21.26 | 24.58 | 27.33 | 30.13 | 31.89 | 33.4 | 35.47 | 36.75
MTS6622 | Entire | 66 | MVAr | 7.8261 | 14.83 | 18.64 | 21.46 | 23.94 | 27.33 | 30.16 | 33.04 | 34.88 | 36.48 | 38.63 | 39.94
SVTS | Entire | 66 | MVAr | 27.0597 | 38.4996 | 40.68 | 41.19 | 42.4305 | 43.881 | 44.8415 | 45.5715 | 46.802 | 48.7425 | 50.543 | 51.463
SVTS12 | Split Bus | 66 | MVAr | 17.1635 | 26.8534 | 28.366 | 28.7183 | 29.5816 | 30.59 | 31.2599 | 31.7641 | 32.6206 | 33.9674 | 35.2175 | 35.8529
SVTS34 | Split Bus | 66 | MVAr | 9.8963 | 10.9202 | 11.5472 | 11.6955 | 12.0493 | 12.4641 | 12.7366 | 12.9487 | 13.2996 | 13.8569 | 14.3735 | 14.6409
TBTS | Entire | 66 | MVAr | 31.4876 | 32.32 | 33.21 | 33.64 | 34.72 | 36.25 | 36.91 | 37.32 | 38.31 | 40 | 41.65 | 42.16
TSTS | Entire | 66 | MVAr | 18.4541 | 39.4438 | 41.8284 | 43.0018 | 44.3976 | 45.9892 | 47.0499 | 47.888 | 49.129 | 51.2283 | 52.6162 | 53.5306
ERTS | Entire | 66 | MVA | 384.3702 | 419.5193 | 427.2463 | 429.7481 | 433.5455 | 438.6583 | 441.6748 | 442.7384 | 446.6544 | 453.6076 | 459.3295 | 459.7473
ERTS12 | Split Bus | 66 | MVA | 156.4136 | 164.0639 | 166.8632 | 168.281 | 170.1493 | 172.4078 | 174.0953 | 175.1658 | 177.1407 | 179.955 | 182.4001 | 183.3454
ERTS34 | Split Bus | 66 | MVA | 235.2553 | 272.1132 | 277.4111 | 279.2662 | 282.0454 | 285.6349 | 287.847 | 288.6939 | 291.3983 | 296.1069 | 300.0144 | 300.3887
HTS | Entire | 66 | MVA | 262.3423 | 289.5024 | 295.5196 | 297.9263 | 302.0263 | 306.9426 | 310.0185 | 312.0674 | 316.1 | 322.9926 | 328.9357 | 331.3211
MTS | Entire | 22 | MVA | 28.572 | 32.6561 | 33.3132 | 33.9298 | 34.3746 | 34.749 | 35.1541 | 35.5792 | 36.0243 | 36.5301 | 36.9653 | 37.1074
MTS | Entire | 66 | MVA | 129.2876 | 142.974 | 154.8445 | 163.5809 | 171.3044 | 182.047 | 190.9559 | 200.0421 | 205.7464 | 210.6646 | 217.3833 | 221.5295
MTS6622 | Entire | 66 | MVA | 156.1797 | 175.6272 | 188.1456 | 197.4894 | 205.6482 | 216.7499 | 226.051 | 235.5487 | 241.6901 | 247.1076 | 254.2518 | 258.5337
SVTS | Entire | 66 | MVA | 300.3208 | 320.3309 | 327.14 | 328.8693 | 332.8122 | 337.4446 | 340.4673 | 342.7586 | 346.638 | 352.7784 | 358.4881 | 361.4013
SVTS12 | Split Bus | 66 | MVA | 168.9995 | 187.2617 | 191.2556 | 192.1905 | 194.4718 | 197.1333 | 198.9102 | 200.2573 | 202.5181 | 206.0906 | 209.4148 | 211.1126
SVTS34 | Split Bus | 66 | MVA | 131.3469 | 133.1313 | 135.9517 | 136.7479 | 138.4131 | 140.3883 | 141.6368 | 142.5827 | 144.2048 | 146.7782 | 149.1691 | 150.3869
TBTS | Entire | 66 | MVA | 215.8923 | 221.4116 | 223.5506 | 224.6035 | 227.2282 | 230.9329 | 232.5479 | 233.551 | 235.9607 | 240.0757 | 244.0996 | 245.3298
TSTS | Entire | 66 | MVA | 238.7558 | 252.6256 | 259.1167 | 263.0198 | 267.5436 | 272.4526 | 276.1915 | 279.3481 | 283.4017 | 289.3753 | 293.7389 | 296.9938
ATS_BLTS | Hybrid | 66 | MW | 259.8833 | 256.6884 | 287.4198 | 337.5153 | 385.9438 | 427.0456 | 440.0986 | 455.6394 | 472.041 | 489.295 | 506.4422 | 522.0595
ATS_BLTS | Hybrid | 66 | MVAr | 63.5304 | 60.9884 | 67.4367 | 78.5201 | 93.4718 | 100.7455 | 102.7273 | 103.8267 | 105.2807 | 107.0342 | 108.7422 | 109.8103
ATS_BLTS | Hybrid | 66 | MVA | 267.5359 | 263.8343 | 295.2251 | 346.5284 | 397.1015 | 438.7683 | 451.9288 | 467.3192 | 483.6391 | 500.8651 | 517.9851 | 533.4832
ATS_WEST | Hybrid | 66 | MW | 165.2463 | 173.0397 | 186.1397 | 211.6897 | 245.2297 | 356.4297 | 477.2597 | 530.7197 | 543.7897 | 550.8797 | 557.1897 | 561.1897
ATS_WEST | Hybrid | 66 | MVAr | 21.8785 | 36.69 | 44.7 | 60.32 | 80.82 | 148.79 | 222.64 | 255.32 | 263.31 | 267.64 | 271.5 | 273.95
ATS_WEST | Hybrid | 66 | MVA | 166.6884 | 176.8867 | 191.4317 | 220.116 | 258.2044 | 386.2391 | 526.6359 | 588.9412 | 604.1849 | 612.4538 | 619.8166 | 624.4858
BATS | Entire | 66 | MW | 180.1215 | 173.33 | 182.82 | 188.24 | 198.75 | 204.16 | 207.24 | 209.28 | 213.07 | 218.23 | 222.79 | 225.36
BATS | Entire | 66 | MVAr | 20.2601 | 24.06 | 26.25 | 27.5 | 29.94 | 31.19 | 31.9 | 32.37 | 33.25 | 34.44 | 35.5 | 36.09
BATS | Entire | 66 | MVA | 181.2574 | 174.9919 | 184.6949 | 190.2381 | 200.9925 | 206.5287 | 209.6808 | 211.7686 | 215.6488 | 220.9309 | 225.6006 | 228.2315
BETS | Entire | 22 | MW | 62.3233 | 59.89 | 60.87 | 61.58 | 62.65 | 63.92 | 64.72 | 65.28 | 66.25 | 67.89 | 69.21 | 69.93
BETS | Entire | 22 | MVAr | -1.6533 | 2.6804 | 2.7242 | 2.756 | 2.8039 | 2.8607 | 2.8965 | 2.9216 | 2.965 | 3.0384 | 3.0975 | 3.1297
BETS | Entire | 22 | MVA | 62.3452 | 59.9499 | 60.9309 | 61.6416 | 62.7127 | 63.984 | 64.7848 | 65.3453 | 66.3163 | 67.958 | 69.2793 | 70
BETS | Entire | 66 | MW | 143.6046 | 134.71 | 138.09 | 136.49 | 138.36 | 140.73 | 142.04 | 142.94 | 144.59 | 147.45 | 149.86 | 150.7
BETS | Entire | 66 | MVAr | 19.5817 | 10.88 | 12.26 | 11.61 | 12.38 | 13.35 | 13.88 | 14.25 | 14.93 | 16.1 | 17.09 | 17.44
BETS | Entire | 66 | MVA | 144.9335 | 135.1487 | 138.6332 | 136.9829 | 138.9128 | 141.3618 | 142.7166 | 143.6486 | 145.3588 | 148.3264 | 150.8313 | 151.7058
BLTS | Entire | 22 | MW | 41.1596 | 37.7799 | 43.6663 | 43.9163 | 44.2263 | 44.6363 | 44.8663 | 44.9363 | 45.2163 | 45.8263 | 46.3563 | 46.3763
BLTS | Entire | 22 | MVAr | 12.2096 | 9.5878 | 9.9178 | 9.9478 | 9.9778 | 10.0278 | 10.0578 | 10.0578 | 10.0978 | 10.1678 | 10.2278 | 10.2278
BLTS | Entire | 22 | MVA | 42.9323 | 38.9775 | 44.7784 | 45.0288 | 45.3378 | 45.7488 | 45.9798 | 46.0481 | 46.3301 | 46.9407 | 47.4712 | 47.4907
BLTS-SCI | Hybrid | 66 | MW
BLTS-SCI | Hybrid | 66 | MVAr
BLTS-SCI | Hybrid | 66 | MVA
BTS | Entire | 22 | MW | 88.8889 | 104.1065 | 109.1222 | 95.1235 | 100.6552 | 88.2009 | 92.4425 | 94.7743 | 97.2056 | 99.9599 | 102.6855 | 104.7729
BTS | Entire | 22 | MVAr | 10.1381 | 15.9114 | 16.6886 | 15.0132 | 15.9341 | 14.0752 | 14.8469 | 15.2694 | 15.7422 | 16.2772 | 16.8125 | 17.1982
BTS | Entire | 22 | MVA | 89.4652 | 105.3154 | 110.391 | 96.3009 | 101.9086 | 89.3169 | 93.6272 | 95.9964 | 98.4721 | 101.2765 | 104.0527 | 106.175
BTS | Entire | 66 | MW | 234.5402 | 233.41 | 245.67 | 250.32 | 253.47 | 273.73 | 277.93 | 281.87 | 285.87 | 291.12 | 296.01 | 298.88
BTS | Entire | 66 | MVAr | 23.5818 | 24.79 | 27.95 | 29.16 | 29.97 | 35.2 | 36.29 | 37.3 | 38.34 | 39.69 | 40.96 | 41.7
BTS | Entire | 66 | MVA | 235.7227 | 234.7228 | 247.2548 | 252.0127 | 255.2357 | 275.984 | 280.2892 | 284.3273 | 288.4296 | 293.8131 | 298.8305 | 301.775
CBTS | Entire | 66 | MW | 377.473 | 403.4 | 418.4 | 433.9 | 451.1 | 467.5 | 483.3 | 498.7 | 515.8 | 533.9 | 551.3 | 567.5
CBTS | Entire | 66 | MVAr | 39.8947 | 55.3 | 57.8 | 60 | 62.5 | 65.2 | 67.3 | 69.2 | 71.7 | 74.8 | 77.5 | 79.6
CBTS | Entire | 66 | MVA | 379.58 | 407.2 | 422.3 | 438 | 455.5 | 472.1 | 488 | 503.5 | 520.7 | 539.1 | 556.7 | 573.1
DPTS | Hybrid | 66 | MW | 214.7848 | 216.16 | 251.17 | 320.18 | 383.06 | 432.53 | 471.04 | 497.13 | 509.67 | 523.03 | 536.47 | 545.47
DPTS | Hybrid | 66 | MVAr | 27.9518 | 27.53 | 39.25 | 62.36 | 83.42 | 99.98 | 112.88 | 121.61 | 125.81 | 130.29 | 134.79 | 137.8
DPTS | Hybrid | 66 | MVA | 216.5959 | 217.906 | 254.2183 | 326.1963 | 392.0381 | 443.9349 | 484.3765 | 511.7883 | 524.9683 | 539.0138 | 553.1441 | 562.6068
FBTS | Entire | 66 | MW | 179.5 | 193.39 | 207.07 | 214.64 | 220.4 | 226.66 | 232.02 | 236.71 | 242.36 | 249.28 | 255.61 | 260.49
FBTS | Entire | 66 | MVAr | 31.5444 | 41.16 | 48.66 | 52.82 | 55.97 | 59.4 | 62.34 | 64.92 | 68.01 | 71.81 | 75.28 | 77.95
FBTS | Entire | 66 | MVA | 182.2507 | 197.7216 | 212.7106 | 221.0436 | 227.3957 | 234.3141 | 240.2489 | 245.4511 | 251.7215 | 259.417 | 266.4649 | 271.903
GNTS | Entire | 66 | MW | 95.4 | 97.867 | 99.941 | 102.16 | 104.48 | 106.738 | 109.109 | 111.381 | 113.722 | 116.041 | 118.335 | 120.643
GNTS | Entire | 66 | MVAr | 27.8 | 28.5 | 29.1 | 29.8 | 30.5 | 31.1 | 31.8 | 32.5 | 33.2 | 33.8 | 34.5 | 35.2
GNTS | Entire | 66 | MVA | 99.3 | 101.9 | 104.1 | 106.4 | 108.8 | 111.2 | 113.7 | 116 | 118.5 | 120.9 | 123.3 | 125.7
GTS | Entire | 66 | MW | 364.4503 | 386.4181 | 403.216 | 417.4008 | 428.9577 | 440.5355 | 448.764 | 455.1772 | 472.6248 | 485.5454 | 496.8724 | 502.0101
GTS | Entire | 66 | MVAr | 40.2493 | 67.8879 | 74.4676 | 79.6259 | 83.6642 | 87.8869 | 90.8933 | 93.1442 | 98.2886 | 103.1854 | 107.4766 | 109.0624
GTS | Entire | 66 | MVA | 366.6661 | 392.3363 | 410.0348 | 424.9279 | 437.0405 | 449.2167 | 457.8764 | 464.6096 | 482.7369 | 496.3886 | 508.3635 | 513.7205
HOTS | Entire | 66 | MW | 75.5999 | 71.21 | 70.76 | 69.53 | 69.06 | 69.12 | 68.61 | 67.79 | 67.72 | 67.96 | 68.07 | 67.29
HOTS | Entire | 66 | MVAr | 2.2978 | 3.75 | 3.63 | 3.3 | 3.17 | 3.19 | 3.05 | 2.83 | 2.81 | 2.87 | 2.9 | 2.69
HOTS | Entire | 66 | MVA | 75.6348 | 71.3087 | 70.853 | 69.6083 | 69.1327 | 69.1936 | 68.6778 | 67.849 | 67.7783 | 68.0206 | 68.1317 | 67.3437
HYTS | Entire | 22 | MW | 1.5457 | 2.12 | 2.15 | 2.19 | 2.24 | 2.32 | 2.35 | 2.35 | 2.4 | 2.49 | 2.56 | 2.51
HYTS | Entire | 22 | MVAr | 0.36511 | 0.66 | 0.67 | 0.68 | 0.7 | 0.73 | 0.74 | 0.74 | 0.76 | 0.79 | 0.81 | 0.8
HYTS | Entire | 22 | MVA | 1.5882 | 2.2204 | 2.252 | 2.2931 | 2.3468 | 2.4321 | 2.4638 | 2.4638 | 2.5175 | 2.6123 | 2.6851 | 2.6344
KGTS | Entire | 22 | MW | 25.1974 | 12.39 | 12.29 | 12.26 | 12.32 | 12.45 | 12.45 | 12.39 | 12.4 | 12.56 | 12.66 | 12.46
KGTS | Entire | 22 | MVAr | 0 | 0 | 0 | 0 | 0 | 0 | 0 | 0 | 0 | 0 | 0 | 0
KGTS | Entire | 22 | MVA | 25.1974 | 12.39 | 12.29 | 12.26 | 12.32 | 12.45 | 12.45 | 12.39 | 12.4 | 12.56 | 12.66 | 12.46
KGTS | Entire | 66 | MW | 55.8255 | 52.44 | 52.07 | 51.71 | 51.84 | 52.26 | 52.17 | 51.83 | 51.85 | 52.32 | 52.65 | 52.04
KGTS | Entire | 66 | MVAr | -0.25221 | 5.19 | 5 | 4.82 | 4.89 | 5.1 | 5.05 | 4.88 | 4.89 | 5.13 | 5.3 | 4.99
KGTS | Entire | 66 | MVA | 55.826 | 52.6962 | 52.3095 | 51.9342 | 52.0701 | 52.5083 | 52.4138 | 52.0592 | 52.0801 | 52.5709 | 52.9161 | 52.2787
KTS | Entire | 66 | MW | 429.0243 | 449.0598 | 464.2848 | 535.5629 | 612.0073 | 697.9842 | 764.5626 | 813.0695 | 855.798 | 898.8968 | 931.7465 | 963.531
KTS | Entire | 66 | MVAr | 58.3088 | 82.2872 | 67.2271 | 72.9184 | 76.9133 | 80.9096 | 84.8235 | 87.8054 | 90.2579 | 93.444 | 97.6867 | 101.4117
KTS | Entire | 66 | MVA | 432.9686 | 456.5369 | 469.1267 | 540.5041 | 616.8214 | 702.658 | 769.2535 | 817.7969 | 860.5444 | 903.7407 | 936.8534 | 968.8531
KTS_East | Split Bus | 66 | MW | 245.3592 | 261.5279 | 271.8326 | 331.1919 | 398.8094 | 476.8099 | 536.3552 | 578.9219 | 612.6197 | 644.12 | 662.1396 | 679.5592
KTS_East | Split Bus | 66 | MVAr | 39.6627 | 57.1489 | 48.0289 | 50.5192 | 52.3637 | 54.1319 | 55.7573 | 57.1005 | 58.1843 | 59.4634 | 61.0874 | 62.4514
KTS_East | Split Bus | 66 | MVA | 248.5443 | 267.6992 | 276.043 | 335.0228 | 402.2324 | 479.8728 | 539.2456 | 581.731 | 615.3765 | 646.8589 | 664.9515 | 682.4228
KTS_West | Split Bus | 66 | MW | 185.0654 | 188.3813 | 193.2599 | 205.2112 | 214.0524 | 222.0462 | 229.0998 | 235.0532 | 244.0941 | 255.7096 | 270.5663 | 284.9531
KTS_West | Split Bus | 66 | MVAr | 19.1045 | 25.3136 | 19.3022 | 22.5174 | 24.6752 | 26.9123 | 29.2113 | 30.8566 | 32.2305 | 34.1462 | 36.7784 | 39.1506
KTS_West | Split Bus | 66 | MVA | 186.0489 | 190.0745 | 194.2214 | 206.4429 | 215.4699 | 223.6711 | 230.9546 | 237.0699 | 246.2128 | 257.9793 | 273.0545 | 287.63
LY* | Entire | 66 | MW | 27.6 | 27.272 | 27.273 | 27.275 | 27.277 | 27.279 | 27.282 | 27.284 | 27.287 | 27.288 | 27.29 | 27.292
LY* | Entire | 66 | MVAr | 13.9 | 13.7 | 13.7 | 13.7 | 13.7 | 13.7 | 13.7 | 13.7 | 13.7 | 13.7 | 13.7 | 13.7
LY* | Entire | 66 | MVA | 30.9 | 30.5 | 30.5 | 30.5 | 30.5 | 30.5 | 30.5 | 30.5 | 30.6 | 30.6 | 30.6 | 30.6
MBTS | Entire | 66 | MW | 40.9 | 39.613 | 39.943 | 40.268 | 40.611 | 40.993 | 41.417 | 41.843 | 42.309 | 42.758 | 43.206 | 43.626
MBTS | Entire | 66 | MVAr | -0.3 | -0.3 | -0.3 | -0.3 | -0.3 | -0.3 | -0.3 | -0.3 | -0.3 | -0.3 | -0.3 | -0.3
MBTS | Entire | 66 | MVA | 40.9 | 39.6 | 39.9 | 40.3 | 40.6 | 41 | 41.4 | 41.8 | 42.3 | 42.8 | 43.2 | 43.6
MWTS | Entire | 66 | MW | 374.1 | 420.381 | 428.02 | 436.509 | 445.763 | 454.699 | 464.058 | 473.349 | 483.491 | 493.544 | 503.711 | 514.041
MWTS | Entire | 66 | MVAr | 37.9 | 42.6045 | 43.3787 | 44.239 | 45.1769 | 46.0826 | 47.0311 | 47.9727 | 49.0005 | 50.0194 | 51.0498 | 52.0967
MWTS | Entire | 66 | MVA | 376 | 422.5344 | 430.2125 | 438.745 | 448.0464 | 457.0282 | 466.4351 | 475.7737 | 485.9677 | 496.0722 | 506.2913 | 516.6742
RCTS | Entire | 22 | MW | 24.459 | 26.41 | 26.63 | 26.82 | 27.11 | 27.68 | 27.91 | 27.81 | 28.02 | 28.6 | 29.2 | 29.06
RCTS | Entire | 22 | MVAr | -7.4067 | -4.16 | -4.18 | -4.2 | -4.23 | -4.29 | -4.32 | -4.31 | -4.33 | -4.39 | -4.46 | -4.44
RCTS | Entire | 22 | MVA | 25.5559 | 26.7356 | 26.9561 | 27.1469 | 27.438 | 28.0105 | 28.2424 | 28.142 | 28.3526 | 28.935 | 29.5386 | 29.3972
RCTS | Entire | 66 | MW | 72.8451 | 77.88 | 81.53 | 84.35 | 85.85 | 87.27 | 87.87 | 88.03 | 88.91 | 90.47 | 91.74 | 91.5
RCTS | Entire | 66 | MVAr | -7.8986 | 17.84 | 20.41 | 22.4 | 23.45 | 24.45 | 24.87 | 24.98 | 25.6 | 26.71 | 27.6 | 27.43
RCTS | Entire | 66 | MVA | 73.2721 | 79.8972 | 84.0459 | 87.2736 | 88.9951 | 90.6303 | 91.3217 | 91.5056 | 92.5221 | 94.3305 | 95.8018 | 95.5231
RTS | Entire | 22 | MW | 36.0178 | 36.28 | 57.55 | 62.37 | 64.19 | 64.81 | 65.14 | 65.27 | 65.65 | 66.36 | 67.22 | 67.81
RTS | Entire | 22 | MVAr | 4.5046 | 9.67 | 18.91 | 21 | 21.79 | 22.06 | 22.2 | 22.26 | 22.42 | 22.73 | 23.1 | 23.36
RTS | Entire | 22 | MVA | 36.2984 | 37.5466 | 60.5771 | 65.8105 | 67.7876 | 68.4615 | 68.819 | 68.9614 | 69.3728 | 70.1449 | 71.0784 | 71.7209
RTS | Entire | 66 | MW | 354.5282 | 378.3877 | 397.3672 | 425.4 | 432.707 | 441.5927 | 448.0561 | 453.582 | 461.0868 | 472.4847 | 481.7224 | 486.9411
RTS | Entire | 66 | MVAr | 25.9634 | 46.3763 | 52.5215 | 67.1339 | 70.8549 | 75.3907 | 78.7076 | 81.5399 | 85.3935 | 91.2367 | 95.9731 | 98.6327
RTS | Entire | 66 | MVA | 355.4776 | 381.2191 | 400.8231 | 430.6648 | 438.4698 | 447.982 | 454.9166 | 460.8529 | 468.9276 | 481.213 | 491.1897 | 496.83
RWTS | Entire | 66 | MW | 328.13 | 344.8 | 352.8 | 361.3 | 372 | 381.9 | 391.9 | 402 | 412.6 | 423.5 | 433.9 | 443
RWTS | Entire | 66 | MVAr | 43.98 | 63.9 | 65.6 | 67.3 | 69.5 | 71.6 | 73.6 | 75.7 | 77.9 | 80.3 | 82.5 | 84.2
RWTS | Entire | 66 | MVA | 331.06 | 350.7 | 358.9 | 367.5 | 378.4 | 388.6 | 398.8 | 409 | 419.9 | 431.1 | 441.7 | 450.9
RWTS13 | Split Bus | 66 | MW | 200.11 | 206 | 210.6 | 214.6 | 220.1 | 225.5 | 230.3 | 235.9 | 241.6 | 247.6 | 253.2 | 257.2
RWTS13 | Split Bus | 66 | MVAr | 21.22 | 40.2 | 41.4 | 42.3 | 43.6 | 44.9 | 46 | 47.4 | 48.8 | 50.3 | 51.7 | 52.5
RWTS13 | Split Bus | 66 | MVA | 201.23 | 209.9 | 214.6 | 218.8 | 224.4 | 230 | 234.9 | 240.6 | 246.5 | 252.7 | 258.4 | 262.5
RWTS22 | Entire | 22 | MW | 66.38 | 66.5 | 67.9 | 69.2 | 70.7 | 72.4 | 74 | 75.3 | 76.9 | 78.7 | 80.3 | 81.7
RWTS22 | Entire | 22 | MVAr | 0.32 | 3.9 | 4.2 | 4.3 | 4.6 | 4.9 | 5.1 | 5.3 | 5.5 | 5.9 | 6.1 | 6.4
RWTS22 | Entire | 22 | MVA | 66.38 | 66.6 | 68 | 69.3 | 70.8 | 72.6 | 74.1 | 75.5 | 77.1 | 78.9 | 80.5 | 82
RWTS24 | Split Bus | 66 | MW | 128.78 | 138.8 | 142.3 | 146.7 | 151.9 | 156.4 | 161.6 | 166 | 171 | 175.9 | 180.8 | 185.7
RWTS24 | Split Bus | 66 | MVAr | 21.94 | 23.6 | 24.2 | 25 | 25.9 | 26.6 | 27.5 | 28.3 | 29.1 | 30 | 30.8 | 31.6
RWTS24 | Split Bus | 66 | MVA | 130.64 | 140.8 | 144.3 | 148.8 | 154.1 | 158.7 | 163.9 | 168.4 | 173.4 | 178.4 | 183.4 | 188.4
SHTS | Entire | 66 | MW | 216.2995 | 202 | 206.08 | 209.31 | 211.8 | 214.97 | 216 | 216.34 | 218.09 | 221.93 | 225.15 | 224.74
SHTS | Entire | 66 | MVAr | 36.5666 | 28.97 | 31.16 | 32.89 | 34.23 | 35.93 | 36.48 | 36.66 | 37.6 | 39.66 | 41.4 | 41.17
SHTS | Entire | 66 | MVA | 219.3686 | 204.0668 | 208.4224 | 211.8783 | 214.5482 | 217.952 | 219.0589 | 219.4241 | 221.3075 | 225.4459 | 228.9246 | 228.4798
SMTS | Entire | 66 | MW | 334.52 | 332.8 | 356.5 | 382.4 | 414.2 | 441.5 | 467.2 | 494.8 | 524.3 | 554 | 580.7 | 606.8
SMTS | Entire | 66 | MVAr | 53.99 | 43.1 | 47.3 | 51.6 | 55.9 | 59.7 | 63 | 66.1 | 69 | 72.1 | 75.1 | 78.2
SMTS | Entire | 66 | MVA | 338.85 | 335.6 | 359.6 | 385.8 | 418 | 445.5 | 471.4 | 499.2 | 528.8 | 558.7 | 585.5 | 611.8
TGTS | Entire | 66 | MW | 164.5676 | 160.08 | 160.31 | 161.63 | 162.86 | 164.64 | 165.18 | 165 | 165.92 | 167.89 | 169.5 | 168.77
TGTS | Entire | 66 | MVAr | 22.0887 | 15.89 | 15.94 | 16.24 | 16.51 | 16.9 | 17.02 | 16.98 | 17.18 | 17.62 | 17.97 | 17.81
TGTS | Entire | 66 | MVA | 166.0434 | 160.8667 | 161.1005 | 162.4438 | 163.6947 | 165.5051 | 166.0545 | 165.8714 | 166.8071 | 168.8121 | 170.4499 | 169.7071
TTS | Entire | 66 | MW | 381.0086 | 414.7746 | 437.1561 | 468.1077 | 488.6108 | 507.2357 | 519.5035 | 531.6153 | 556.2435 | 568.2737 | 578.2126 | 588.1493
TTS | Entire | 66 | MVAr | 106.4058 | 106.5523 | 111.4731 | 117.8573 | 123.423 | 127.5123 | 130.6742 | 133.8407 | 136.8214 | 139.7847 | 142.7515 | 145.7179
TTS | Entire | 66 | MVA | 395.5879 | 428.2422 | 451.1449 | 482.7165 | 503.9581 | 523.0176 | 535.6862 | 548.2044 | 572.8236 | 585.2134 | 595.5735 | 605.9317
TTS12 | Split Bus | 66 | MW | 173.5302 | 190.255 | 202.0144 | 217.2311 | 223.9233 | 232.8898 | 238.2409 | 243.1624 | 261.163 | 266.5456 | 269.7732 | 272.9986
TTS12 | Split Bus | 66 | MVAr | 34.0856 | 38.3167 | 40.0022 | 41.5919 | 42.9611 | 44.11 | 45.1701 | 46.1517 | 47.0956 | 48.0379 | 48.968 | 49.8976
TTS12 | Split Bus | 66 | MVA | 176.8462 | 194.0751 | 205.9369 | 221.177 | 228.0073 | 237.0302 | 242.4852 | 247.5034 | 265.3754 | 270.8398 | 274.1814 | 277.5212
TTS34 | Split Bus | 66 | MW | 208.4662 | 226.3953 | 237.1336 | 253.0326 | 266.9456 | 276.696 | 283.6671 | 290.9128 | 297.667 | 304.3688 | 311.1226 | 317.8764
TTS34 | Split Bus | 66 | MVAr | 73.7396 | 68.7607 | 72.0221 | 76.851 | 81.0766 | 84.038 | 86.1553 | 88.3559 | 90.4073 | 92.4428 | 94.494 | 96.5453
TTS34 | Split Bus | 66 | MVA | 221.1237 | 236.607 | 247.8296 | 264.4458 | 278.9863 | 289.1765 | 296.4621 | 304.0346 | 311.0934 | 318.0975 | 325.156 | 332.2144
WETS | Entire | 66 | MW | 35.7588 | 48.36 | 47.24 | 46.01 | 44.27 | 42.88 | 42.21 | 41.43 | 40.9 | 40.23 | 39.76 | 38.81
WETS | Entire | 66 | MVAr | 10.067 | 3.68 | 3.23 | 2.73 | 2.03 | 1.47 | 1.2 | 0.88 | 0.67 | 0.4 | 0.21 | -0.17
WETS | Entire | 66 | MVA | 37.1488 | 48.4998 | 47.3503 | 46.0909 | 44.3165 | 42.9052 | 42.2271 | 41.4393 | 40.9055 | 40.232 | 39.7606 | 38.8104
WMTS | Entire | 22 | MW | 5.9713 | 7.7 | 7.73 | 7.71 | 7.7 | 7.71 | 7.68 | 7.63 | 7.61 | 7.63 | 7.64 | 7.59
WMTS | Entire | 22 | MVAr | 1.0869 | 1.5 | 1.51 | 1.51 | 1.5 | 1.51 | 1.5 | 1.49 | 1.48 | 1.49 | 1.49 | 1.48
WMTS | Entire | 22 | MVA | 6.0694 | 7.8447 | 7.8761 | 7.8565 | 7.8447 | 7.8565 | 7.8251 | 7.7741 | 7.7526 | 7.7741 | 7.7839 | 7.7329
WMTS | Entire | 66 | MW | 210.3023 | 225.189 | 252.4839 | 269.6291 | 280.3634 | 291.1217 | 300.3502 | 307.6256 | 315.3186 | 323.961 | 332.6006 | 339.2788
WMTS | Entire | 66 | MVAr | 11.7277 | 18.931 | 24.3272 | 27.7805 | 29.8871 | 32.0097 | 33.8276 | 35.2896 | 36.8514 | 38.618 | 40.3855 | 41.7479
WMTS | Entire | 66 | MVA | 210.629 | 225.9833 | 253.6532 | 271.0565 | 281.9519 | 292.8762 | 302.2491 | 309.6432 | 317.4647 | 326.2546 | 335.0435 | 341.8377
WOTS | Entire | 66 | MW | 47.56 | 45.5 | 45.5 | 46.3 | 47.4 | 48.7 | 49.9 | 51.1 | 52.2 | 53.5 | 54.8 | 56.1
WOTS | Entire | 66 | MVAr | 8 | 4.9 | 4.9 | 5 | 5.1 | 5.3 | 5.4 | 5.5 | 5.7 | 5.8 | 5.9 | 6.1
WOTS | Entire | 66 | MVA | 48.23 | 45.7 | 45.7 | 46.6 | 47.7 | 49 | 50.2 | 51.4 | 52.5 | 53.8 | 55.1 | 56.4
WOTS22 | Entire | 22 | MW | 30.56 | 29.2 | 29.2 | 29.8 | 30.5 | 31.3 | 32 | 32.8 | 33.5 | 34.4 | 35.2 | 36
WOTS22 | Entire | 22 | MVAr | -0.76 | 3.2 | 3.2 | 3.2 | 3.3 | 3.4 | 3.5 | 3.6 | 3.6 | 3.7 | 3.8 | 3.9
WOTS22 | Entire | 22 | MVA | 30.57 | 29.4 | 29.4 | 29.9 | 30.6 | 31.5 | 32.2 | 33 | 33.7 | 34.6 | 35.4 | 36.2
Note 1: Note that this is the observed actual and have not been weather normalised.

## TsAnnual10_minimum
2024 Terminal Station Minimum Demand Forecast - MW, MVAr & MVA Forecasts aggregated by Terminal Station
Forecasts at time of Station minimum - station diversity factors are applied.
Annual, 10% POE
LOCATIONID | LocationType | VOLTAGE | UNIT | 2024 (Actual Note 1) | 2025 | 2026 | 2027 | 2028 | 2029 | 2030 | 2031 | 2032 | 2033 | 2034
ERTS | Entire | 66 | MW | -12.5772 | -34.3594 | -44.0733 | -55.4278 | -67.5057 | -75.8845 | -84.286 | -93.044 | -101.8839 | -111.7696 | -121.1323
ERTS12 | Split Bus | 66 | MW | -11.2764 | -46.4025 | -50.1056 | -54.7862 | -61.0272 | -67.2753 | -72.8335 | -78.2439 | -83.5987 | -89.4939 | -94.8536
ERTS34 | Split Bus | 66 | MW | -1.3746 | -67.211 | -71.6359 | -78.1625 | -88.1605 | -98.4144 | -107.353 | -116.1307 | -124.915 | -134.6432 | -143.5347
HTS | Entire | 66 | MW | 19.46 | 16.42 | 3.77 | -11.42 | -28.82 | -43.54 | -58.32 | -74.61 | -91.03 | -109.42 | -127.27
MTS | Entire | 22 | MW | 0.1 | 3.43 | 3.5 | 3.56 | 3.6 | 3.64 | 3.68 | 3.72 | 3.77 | 3.83 | 3.86
MTS | Entire | 66 | MW | 13.25 | 30.89 | 24.44 | 18.75 | 11.38 | 5 | -1.35 | -6.41 | -10.44 | -17.34 | -23.1
MTS6622 | Entire | 66 | MW | 15.46 | 34.32 | 27.94 | 22.31 | 14.98 | 8.64 | 2.33 | -2.69 | -6.67 | -13.51 | -19.24
SVTS | Entire | 66 | MW | 42.8996 | 32.7376 | 21.9706 | 4.98 | -12.0999 | -26.2742 | -41.2424 | -58.6452 | -75.7551 | -94.4695 | -111.6732
SVTS12 | Split Bus | 66 | MW | 22.7279 | 18.3367 | 13.3538 | 4.8986 | -3.4784 | -10.3268 | -17.5122 | -25.7929 | -33.7125 | -42.2279 | -49.8165
SVTS34 | Split Bus | 66 | MW | 20.1717 | 14.6496 | 8.7979 | 0.14787 | -8.6687 | -16.0874 | -23.9677 | -33.2021 | -42.4998 | -52.8143 | -62.5323
TBTS | Entire | 66 | MW | 2.08 | -79.64 | -83.3 | -90.94 | -104.8 | -119.45 | -131.87 | -144.3 | -156.7 | -170.85 | -183.82
TSTS | Entire | 66 | MW | 25.3107 | 8.9897 | -1.9134 | -16.2238 | -30.1922 | -41.9907 | -53.3109 | -67.0133 | -81.4446 | -97.5259 | -113.6268
ERTS | Entire | 66 | MVAr | -19.3084 | -39.5198 | -39.6993 | -38.8551 | -37.0137 | -35.8135 | -34.7708 | -33.4318 | -32.0598 | -30.2459 | -28.4566
ERTS12 | Split Bus | 66 | MVAr | -11.2461 | -12.9238 | -14.106 | -14.8528 | -14.9369 | -14.8248 | -14.8796 | -14.3246 | -13.4786 | -12.3887 | -11.3667
ERTS34 | Split Bus | 66 | MVAr | -7.5906 | -12.4938 | -12.186 | -11.2822 | -9.4636 | -7.4965 | -5.8614 | -2.4323 | 1.8951 | 6.8718 | 11.4301
HTS | Entire | 66 | MVAr | -12.58 | -23.71 | -26.57 | -24.84 | -20.92 | -17.6 | -14.27 | -10.59 | -6.89 | -2.74 | 1.28
MTS | Entire | 22 | MVAr | -2.97 | -3.04 | -3.02 | -3.01 | -3.01 | -3 | -2.99 | -2.98 | -2.97 | -2.96 | -2.96
MTS | Entire | 66 | MVAr | -16.52 | -14.28 | -15.48 | -16.53 | -17.9 | -19.08 | -19.76 | -18.82 | -18.08 | -16.79 | -15.73
MTS6622 | Entire | 66 | MVAr | -19.6 | -17.32 | -18.5 | -19.54 | -20.91 | -22.08 | -22.75 | -21.8 | -21.05 | -19.75 | -18.69
SVTS | Entire | 66 | MVAr | -11.4605 | -25.3796 | -26.8872 | -29.7782 | -30.3991 | -28.35 | -26.1909 | -23.7157 | -21.2974 | -18.6791 | -16.3607
SVTS12 | Split Bus | 66 | MVAr | -5.3387 | -19.1113 | -20.3058 | -22.3312 | -22.6724 | -21.0328 | -19.3116 | -17.3233 | -15.4315 | -13.3913 | -11.5736
SVTS34 | Split Bus | 66 | MVAr | -6.1218 | -6.9452 | -7.3007 | -8.238 | -8.5297 | -8.0621 | -7.5633 | -7.006 | -6.4125 | -5.7621 | -5.197
TBTS | Entire | 66 | MVAr | -12.51 | -13.31 | -12.68 | -11.38 | -9.03 | -6.53 | -4.42 | -0.14 | 5.24 | 11.39 | 17.02
TSTS | Entire | 66 | MVAr | -15.9741 | -33.0515 | -37.0267 | -39.3832 | -39.116 | -37.7913 | -36.0867 | -34.003 | -31.6029 | -28.8642 | -26.0019
ERTS | Entire | 66 | MVA | -23.0434 | -52.3677 | -59.3169 | -67.6902 | -76.9872 | -83.911 | -91.1764 | -98.8679 | -106.809 | -115.7897 | -124.43
ERTS12 | Split Bus | 66 | MVA | -15.9258 | -48.1687 | -52.0533 | -56.7638 | -62.8286 | -68.8894 | -74.3379 | -79.5443 | -84.6783 | -90.3473 | -95.5323
ERTS34 | Split Bus | 66 | MVA | -7.7141 | -68.3623 | -72.665 | -78.9726 | -88.667 | -98.6995 | -107.5129 | -116.1561 | -124.9294 | -134.8185 | -143.9891
HTS | Entire | 66 | MVA | 23.1721 | 28.8406 | 26.8361 | -27.3394 | -35.6123 | -46.9627 | -60.0404 | -75.3578 | -91.2904 | -109.4543 | -127.2764
MTS | Entire | 22 | MVA | 2.9717 | 4.5833 | 4.6228 | 4.6619 | 4.6926 | 4.7169 | 4.7416 | 4.7664 | 4.7994 | 4.8405 | 4.8643
MTS | Entire | 66 | MVA | 21.1772 | 34.031 | 28.93 | 24.9961 | 21.2112 | 19.7243 | -19.8061 | -19.8817 | -20.8777 | -24.1367 | -27.9471
MTS6622 | Entire | 66 | MVA | 24.9634 | 38.4427 | 33.5096 | 29.6572 | 25.7221 | 23.7103 | 22.869 | -21.9653 | -22.0815 | -23.9287 | -26.8234
SVTS | Entire | 66 | MVA | 44.404 | 41.4231 | 34.7222 | 30.1917 | -32.7187 | -38.653 | -48.856 | -63.2589 | -78.6919 | -96.2985 | -112.8653
SVTS12 | Split Bus | 66 | MVA | 23.3465 | 26.4854 | 24.3033 | 22.8621 | -22.9377 | -23.4312 | -26.0695 | -31.0704 | -37.0765 | -44.3003 | -51.1433
SVTS34 | Split Bus | 66 | MVA | 21.0802 | 16.2125 | 11.4325 | 8.2393 | -12.1615 | -17.9945 | -25.1328 | -33.9332 | -42.9809 | -53.1277 | -62.7479
TBTS | Entire | 66 | MVA | 12.6817 | -80.7446 | -84.2596 | -91.6493 | -105.1883 | -119.6284 | -131.9441 | -144.3001 | -156.7876 | -171.2292 | -184.6063
TSTS | Entire | 66 | MVA | 29.93 | 34.2522 | -37.0761 | -42.594 | -49.4129 | -56.4925 | -64.3763 | -75.1464 | -87.3612 | -101.7076 | -116.564
ATS_BLTS | Hybrid | 66 | MW | 63.4489 | 55.8864 | 67.3659 | 94.8591 | 116.8813 | 122.5352 | 121.6011 | 119.9364 | 118.4397 | 116.7805 | 114.331
ATS_BLTS | Hybrid | 66 | MVAr | 6.6578 | -14.2588 | -10.243 | 0.057089 | 8.8868 | 10.655 | 10.0257 | 9.1621 | 8.3641 | 7.5286 | 6.4589
ATS_BLTS | Hybrid | 66 | MVA | 63.7972 | 57.6767 | 68.1402 | 94.8591 | 117.2187 | 122.9975 | 122.0137 | 120.2858 | 118.7347 | 117.0229 | 114.5133
ATS_WEST | Hybrid | 66 | MW | -41.6621 | -54.31 | -64.06 | -46.89 | 1.03 | 111.49 | 203.39 | 219.93 | 208.02 | 195.25 | 183.65
ATS_WEST | Hybrid | 66 | MVAr | -4.4265 | -7.91 | -6.87 | -8.7 | -13.58 | 5.43 | 61.6 | 71.71 | 64.43 | 56.63 | 49.54
ATS_WEST | Hybrid | 66 | MVA | -41.8966 | -54.883 | -64.4273 | -47.6903 | 13.619 | 111.6222 | 212.5137 | 231.3256 | 217.7695 | 203.2966 | 190.2144
BATS | Entire | 66 | MW | -128.3605 | -146.1 | -147.38 | -154.02 | -160.16 | -172.17 | -185.59 | -203.03 | -219.9 | -238.9 | -257.17
BATS | Entire | 66 | MVAr | 42.5804 | 17.76 | 18.05 | 19.59 | 21.01 | 23.79 | 26.89 | 30.92 | 34.83 | 39.22 | 43.45
BATS | Entire | 66 | MVA | -135.2387 | -147.1755 | -148.4812 | -155.2608 | -161.5322 | -173.8058 | -187.5279 | -205.371 | -222.6413 | -242.098 | -260.8147
BETS | Entire | 22 | MW | -9.6996 | -13.27 | -18.54 | -25.16 | -31.5 | -36.81 | -41.93 | -47.59 | -53.53 | -59.58 | -65.32
BETS | Entire | 22 | MVAr | 2.7067 | 0 | 0 | 0 | 0 | 0 | 0 | 0 | 0 | 0 | 0
BETS | Entire | 22 | MVA | -10.0702 | -13.27 | -18.54 | -25.16 | -31.5 | -36.81 | -41.93 | -47.59 | -53.53 | -59.58 | -65.32
BETS | Entire | 66 | MW | -23.0804 | -27.41 | -119.55 | -134.34 | -148.86 | -160.53 | -171.89 | -184.31 | -197.15 | -211.37 | -224.45
BETS | Entire | 66 | MVAr | 8.6606 | -1.59 | 4.66 | 10.73 | 16.68 | 21.47 | 26.12 | 31.22 | 36.48 | 42.31 | 47.68
BETS | Entire | 66 | MVA | -24.6518 | -27.4561 | -119.6408 | -134.7678 | -149.7916 | -161.9594 | -173.8632 | -186.9355 | -200.4967 | -215.563 | -229.4585
BLTS | Entire | 22 | MW | 3.7371 | 0.49035 | 0.38408 | -0.9222 | -2.1022 | -3.1422 | -4.2922 | -5.6285 | -7.0585 | -8.5885 | -10.2185
BLTS | Entire | 22 | MVAr | 2.7222 | 0.20972 | 0.17927 | 0.42881 | 0.75834 | 1.0579 | 1.3874 | 1.7669 | 2.1764 | 2.6059 | 3.0754
BLTS | Entire | 22 | MVA | 4.6235 | 0.53331 | 0.42385 | -1.017 | -2.2348 | -3.3155 | -4.5108 | -5.8993 | -7.3864 | -8.9751 | -10.6712
BLTS-SCI | Hybrid | 66 | MW
BLTS-SCI | Hybrid | 66 | MVAr
BLTS-SCI | Hybrid | 66 | MVA
BTS | Entire | 22 | MW | 16.8843 | 17.7941 | 17.3106 | 13.4621 | 8.1807 | 5.3991 | 2.8563 | -0.60244 | -4.8913 | -9.7929 | -14.7839
BTS | Entire | 22 | MVAr | -0.36865 | -1.9622 | -1.956 | -2.7823 | -3.8767 | -4.308 | -4.2312 | -3.6042 | -2.7233 | -1.7012 | -0.69332
BTS | Entire | 22 | MVA | 16.8883 | 17.902 | 17.4207 | 13.7466 | 9.0527 | 6.9072 | 5.1051 | 3.6542 | 5.5983 | 9.9396 | 14.8001
BTS | Entire | 66 | MW | 91.7895 | 28.7 | 30 | 27.96 | 26.86 | 23.43 | 20.02 | 15.89 | 12.08 | 8.82 | 4.23
BTS | Entire | 66 | MVAr | -12.6327 | -7.12 | -7 | -7.19 | -7.29 | -7.6 | -7.92 | -8.3 | -8.65 | -8.95 | -9.38
BTS | Entire | 66 | MVA | 92.6547 | 29.57 | 30.8058 | 28.8697 | 27.8317 | 24.6318 | 21.5297 | 17.9271 | 14.8576 | 12.5656 | 10.2897
CBTS | Entire | 66 | MW | -72.217 | -122.7 | -150.7 | -176.2 | -198.2 | -214.3 | -229.1 | -246 | -262.5 | -279.8 | -296
CBTS | Entire | 66 | MVAr | -23.9636 | 16.9 | 23.1 | 28.5 | 33 | 36.1 | 38.9 | 42.2 | 45.2 | 48.4 | 52.7
CBTS | Entire | 66 | MVA | -76.09 | -123.9 | -152.4 | -178.5 | -200.9 | -217.3 | -232.4 | -249.6 | -266.4 | -284 | -300.7
DPTS | Hybrid | 66 | MW | -54.6045 | -49.3 | -34.49 | -2.97 | 16.53 | 39.52 | 52.09 | 48.05 | 33.02 | 19.63 | 7.64
DPTS | Hybrid | 66 | MVAr | -13.4983 | -6.35 | -6.79 | -7.7 | -7.31 | -6.64 | -6.27 | -6.39 | -6.83 | -7.22 | -7.57
DPTS | Hybrid | 66 | MVA | -56.2482 | -49.7073 | -35.152 | -8.2529 | 18.0742 | 40.0739 | 52.466 | 48.473 | 33.719 | 20.9157 | 10.7552
FBTS | Entire | 66 | MW | 80.5536 | 79.61 | 84.84 | 87.26 | 89.74 | 92.1 | 94.27 | 96.32 | 98.61 | 101.28 | 103.63
FBTS | Entire | 66 | MVAr | -5.5667 | 9.84 | 11.09 | 11.68 | 12.27 | 12.84 | 13.36 | 13.85 | 14.4 | 15.04 | 15.61
FBTS | Entire | 66 | MVA | 80.7457 | 80.2158 | 85.5618 | 88.0382 | 90.5749 | 92.9907 | 95.212 | 97.3107 | 99.6559 | 102.3906 | 104.7991
GNTS | Entire | 66 | MW | -191.8 | -210.917 | -216.423 | -221.063 | -225.154 | -228.345 | -231.171 | -234.124 | -236.838 | -239.419 | -241.765
GNTS | Entire | 66 | MVAr | 1 | 1.1 | 1.2 | 1.2 | 1.2 | 1.2 | 1.3 | 1.3 | 1.3 | 1.3 | 1.3
GNTS | Entire | 66 | MVA | -191.8 | -210.9 | -216.4 | -221.1 | -225.2 | -228.3 | -231.2 | -234.1 | -236.8 | -239.4 | -241.8
GTS | Entire | 66 | MW | -0.29348 | -31.5436 | -43.5276 | -63.8791 | -87.817 | -109.6015 | -130.819 | -147.105 | -169.3771 | -196.112 | -224.0526
GTS | Entire | 66 | MVAr | 13.9755 | -14.5318 | -14.0606 | -11.8753 | -9.5251 | -8.0732 | -6.6983 | -3.1698 | -0.70545 | 1.6057 | 4.7158
GTS | Entire | 66 | MVA | -13.9786 | -34.73 | -45.7423 | -64.9736 | -88.332 | -109.8985 | -130.9903 | -147.1392 | -169.3785 | -196.1186 | -224.1022
HOTS | Entire | 66 | MW | -33.3124 | -33.69 | -37.88 | -43.96 | -49.98 | -55.04 | -60.03 | -65.56 | -71.7 | -78.6 | -85.55
HOTS | Entire | 66 | MVAr | 33.4345 | -6.46 | -5.31 | -3.66 | -2.02 | -0.65 | 0.71 | 2.22 | 3.89 | 5.77 | 7.66
HOTS | Entire | 66 | MVA | -47.1973 | -34.3038 | -38.2504 | -44.1121 | -50.0208 | -55.0438 | -60.0342 | -65.5976 | -71.8054 | -78.8115 | -85.8922
HYTS | Entire | 22 | MW | 0.022091 | -0.14 | -0.16 | -0.2 | -0.21 | -0.22 | -0.27 | -0.31 | -0.32 | -0.33 | -0.34
HYTS | Entire | 22 | MVAr | -0.024519 | -0.08 | -0.07 | -0.06 | -0.05 | -0.05 | -0.03 | -0.01 | -0.01 | -0.01 | 0
HYTS | Entire | 22 | MVA | 0.033003 | -0.16125 | -0.17464 | -0.20881 | -0.21587 | -0.22561 | -0.27166 | -0.31016 | -0.32016 | -0.33015 | -0.34
KGTS | Entire | 22 | MW | -2e-08 | -1.73 | -2.53 | -3.53 | -4.45 | -5.26 | -6.04 | -6.88 | -7.62 | -8.42 | -9.27
KGTS | Entire | 22 | MVAr | 0 | 0 | 0 | 0 | 0 | 0 | 0 | 0 | 0 | 0 | 0
KGTS | Entire | 22 | MVA | -2e-08 | -1.73 | -2.53 | -3.53 | -4.45 | -5.26 | -6.04 | -6.88 | -7.62 | -8.42 | -9.27
KGTS | Entire | 66 | MW | -77.8279 | -98.02 | -98.25 | -99.89 | -101.85 | -103.55 | -104.38 | -105.6 | -107.53 | -109.97 | -111.28
KGTS | Entire | 66 | MVAr | 21.3554 | 28.79 | 28.9 | 29.75 | 30.77 | 31.65 | 32.08 | 32.71 | 33.71 | 34.97 | 35.65
KGTS | Entire | 66 | MVA | -80.7046 | -102.1606 | -102.4123 | -104.2261 | -106.3965 | -108.2789 | -109.1985 | -110.55 | -112.6901 | -115.3963 | -116.851
KTS | Entire | 66 | MW | 41.2151 | 38.0207 | 30.3312 | 25.0228 | 18.0647 | 9.7332 | 0.99959 | -9.9015 | -19.9164 | -31.1552 | -40.4127
KTS | Entire | 66 | MVAr | 14.0228 | -4.1795 | -3.6649 | -3.3612 | -3.1933 | -3.2185 | -3.3149 | -3.3752 | -3.4954 | -3.6252 | -3.794
KTS | Entire | 66 | MVA | 43.5353 | 38.2497 | 30.5518 | 25.2476 | 18.3448 | 10.2515 | 3.4623 | -10.461 | -20.2208 | -31.3654 | -40.5904
KTS_East | Split Bus | 66 | MW | 24.4177 | 18.7246 | 15.2693 | 12.05 | 8.8512 | 6.3051 | 3.9919 | 1.124 | -1.7519 | -4.3522 | -6.2539
KTS_East | Split Bus | 66 | MVAr | 6.1179 | -0.15624 | 0.54641 | 1.0442 | 1.4109 | 1.5903 | 1.702 | 1.8511 | 1.9438 | 2.0292 | 2.0787
KTS_East | Split Bus | 66 | MVA | 25.1724 | 18.7252 | 15.2791 | 12.0952 | 8.963 | 6.5026 | 4.3396 | 2.1656 | -2.6167 | -4.802 | -6.5903
KTS_West | Split Bus | 66 | MW | 16.4573 | 19.32 | 15.14 | 13.09 | 9.36 | 3.59 | -2.82 | -10.84 | -17.97 | -26.6 | -33.95
KTS_West | Split Bus | 66 | MVAr | 8.5408 | -4.0299 | -4.233 | -4.438 | -4.645 | -4.8539 | -5.0648 | -5.2779 | -5.4933 | -5.7108 | -5.9308
KTS_West | Split Bus | 66 | MVA | 18.5415 | 19.7358 | 15.7206 | 13.8219 | 10.4492 | 6.0372 | -5.797 | -12.0566 | -18.7909 | -27.2061 | -34.4641
LY* | Entire | 66 | MW | 2.3 | 2.124 | 2.125 | 2.125 | 2.126 | 2.127 | 2.127 | 2.128 | 2.128 | 2.129 | 2.129
LY* | Entire | 66 | MVAr | -11.8 | -11 | -11 | -11 | -11 | -11 | -11 | -11.1 | -11.1 | -11.1 | -11.1
LY* | Entire | 66 | MVA | 12.1 | 11.2 | 11.2 | 11.2 | 11.2 | 11.2 | 11.2 | 11.3 | 11.3 | 11.3 | 11.3
MBTS | Entire | 66 | MW | -11.7 | -14.026 | -15.367 | -16.447 | -17.399 | -18.016 | -18.506 | -19.009 | -19.462 | -19.885 | -20.222
MBTS | Entire | 66 | MVAr | 4.5 | 5.4 | 5.9 | 6.3 | 6.7 | 6.9 | 7.1 | 7.3 | 7.5 | 7.6 | 7.8
MBTS | Entire | 66 | MVA | -12.5 | -15 | -16.5 | -17.6 | -18.6 | -19.3 | -19.8 | -20.4 | -20.8 | -21.3 | -21.7
MWTS | Entire | 66 | MW | -93.5 | -103.7 | -120 | -132.6 | -142.2 | -148.2 | -152.7 | -157.7 | -161.8 | -165.9 | -168.8
MWTS | Entire | 66 | MVAr | 45 | 49.9 | 57.7 | 63.8 | 68.5 | 71.3 | 73.5 | 75.9 | 77.9 | 79.8 | 81.2
MWTS | Entire | 66 | MVA | -103.8 | -115.1 | -133.1 | -147.2 | -157.9 | -164.5 | -169.5 | -175 | -179.6 | -184.1 | -187.3
RCTS | Entire | 22 | MW | -3.507 | -3.89 | -4.94 | -5.71 | -6.38 | -6.99 | -7.63 | -8.16 | -8.74 | -9.33 | -9.94
RCTS | Entire | 22 | MVAr | -3.73 | -1.73 | -1.84 | -1.92 | -1.99 | -2.06 | -2.13 | -2.19 | -2.25 | -2.31 | -2.38
RCTS | Entire | 22 | MVA | -5.1197 | -4.2573 | -5.2715 | -6.0242 | -6.6832 | -7.2872 | -7.9217 | -8.4488 | -9.025 | -9.6117 | -10.221
RCTS | Entire | 66 | MW | -163.3642 | -180.65 | -183.92 | -188.25 | -195.55 | -200.64 | -204.45 | -208.74 | -213.96 | -220.11 | -223.54
RCTS | Entire | 66 | MVAr | 52.6609 | 90.19 | 92.49 | 95.53 | 100.67 | 104.26 | 106.94 | 109.95 | 113.63 | 117.96 | 120.38
RCTS | Entire | 66 | MVA | -171.6422 | -201.9125 | -205.8664 | -211.102 | -219.9415 | -226.1118 | -230.7292 | -235.9267 | -242.2615 | -249.7258 | -253.8926
RTS | Entire | 22 | MW | 6.2564 | 6.73 | 17.16 | 18.49 | 18.49 | 18.31 | 18.11 | 17.93 | 17.75 | 17.64 | 17.75
RTS | Entire | 22 | MVAr | -3.1932 | -2.82 | 1.38 | 1.95 | 1.95 | 1.87 | 1.79 | 1.71 | 1.63 | 1.58 | 1.63
RTS | Entire | 22 | MVA | 7.0242 | 7.2969 | 17.2154 | 18.5925 | 18.5925 | 18.4052 | 18.1982 | 18.0114 | 17.8247 | 17.7106 | 17.8247
RTS | Entire | 66 | MW | 119.5721 | 60.0316 | 66.0035 | 69.4875 | 70.9721 | 72.6951 | 74.2677 | 75.9898 | 78.1696 | 79.3987 | 76.6724
RTS | Entire | 66 | MVAr | -26.0494 | -33.1001 | -31.1594 | -29.9852 | -29.3087 | -28.6123 | -28.1147 | -27.5276 | -26.8111 | -25.6484 | -26.405
RTS | Entire | 66 | MVA | 122.3767 | 68.5522 | 72.9888 | 75.6811 | 76.7857 | 78.1233 | 79.4111 | 80.8222 | 82.6397 | 83.4386 | 81.0918
RWTS | Entire | 66 | MW | 5.96 | -37.2 | -49.6 | -62.7 | -73.7 | -82.3 | -89.4 | -96.1 | -103.8 | -112.3 | -120.9
RWTS | Entire | 66 | MVAr | -3.23 | -8 | -7.4 | -5.7 | -4.3 | -3.1 | -2.3 | -1.6 | -0.5 | 0.8 | 2.3
RWTS | Entire | 66 | MVA | 6.78 | -38 | -50.1 | -63 | -73.8 | -82.4 | -89.4 | -96.1 | -103.8 | -112.3 | -120.9
RWTS13 | Split Bus | 66 | MW | 7.48 | -10.3 | -14.6 | -21.4 | -27.4 | -33 | -38 | -42.3 | -48.1 | -54.5 | -61.3
RWTS13 | Split Bus | 66 | MVAr | -3.89 | -20.1 | -23.3 | -24.4 | -25.2 | -25.2 | -25 | -25.1 | -24.6 | -23.8 | -22.8
RWTS13 | Split Bus | 66 | MVA | 8.43 | -22.6 | -27.5 | -32.5 | -37.2 | -41.5 | -45.4 | -49.2 | -54 | -59.5 | -65.4
RWTS22 | Entire | 22 | MW | 6.47 | -3.2 | -5.4 | -7.9 | -10.4 | -12.4 | -14.3 | -16.6 | -18.8 | -21.2 | -23.3
RWTS22 | Entire | 22 | MVAr | -3.19 | -3.4 | -3 | -2.5 | -2 | -1.6 | -1.2 | -0.6 | 0.3 | 1.3 | 2.2
RWTS22 | Entire | 22 | MVA | 7.21 | -4.7 | -6.1 | -8.3 | -10.6 | -12.5 | -14.4 | -16.6 | -18.8 | -21.2 | -23.5
RWTS24 | Split Bus | 66 | MW | -2.6 | -16 | -21.1 | -24.9 | -27.7 | -29.2 | -30.1 | -31.1 | -31.9 | -32.6 | -33.3
RWTS24 | Split Bus | 66 | MVAr | 1.96 | 12.1 | 15.9 | 18.8 | 20.9 | 22 | 22.7 | 23.5 | 24 | 24.6 | 25.1
RWTS24 | Split Bus | 66 | MVA | 3.26 | -20 | -26.5 | -31.2 | -34.7 | -36.6 | -37.7 | -39 | -39.9 | -40.9 | -41.7
SHTS | Entire | 66 | MW | -171.5703 | -351.45 | -388.62 | -279.18 | -294.48 | -308.33 | -319.27 | -330.41 | -343.92 | -357.19 | -368.78
SHTS | Entire | 66 | MVAr | 76.9778 | 109.19 | 129.14 | 70.4 | 78.61 | 86.04 | 91.91 | 97.9 | 105.15 | 112.27 | 118.49
SHTS | Entire | 66 | MVA | -188.0478 | -368.0211 | -409.5151 | -287.9195 | -304.7917 | -320.1098 | -332.236 | -344.6087 | -359.6352 | -374.4185 | -387.3481
SMTS | Entire | 66 | MW | -62.66 | -81.8 | -102.4 | -117.9 | -130.7 | -139.4 | -146.5 | -154.8 | -162.6 | -170.6 | -177.9
SMTS | Entire | 66 | MVAr | -23.61 | -37.3 | -46.2 | -52.7 | -57.7 | -60.6 | -63 | -65.8 | -68.2 | -70.5 | -72.5
SMTS | Entire | 66 | MVA | -66.96 | -89.9 | -112.3 | -129.2 | -142.8 | -152 | -159.5 | -168.3 | -176.3 | -184.6 | -192.1
TGTS | Entire | 66 | MW | -127.1016 | -143.4978 | -150.4678 | -159.3078 | -169.2778 | -176.8678 | -185.6678 | -196.3478 | -207.7278 | -222.0678 | -236.0678
TGTS | Entire | 66 | MVAr | 95.195 | 0.61 | 2.14 | 4.1 | 6.3 | 7.97 | 9.92 | 12.27 | 14.79 | 17.95 | 21.04
TGTS | Entire | 66 | MVA | -158.7983 | -143.4991 | -150.483 | -159.3605 | -169.395 | -177.0473 | -185.9326 | -196.7308 | -208.2536 | -222.7921 | -237.0035
TTS | Entire | 66 | MW
TTS | Entire | 66 | MVAr
TTS | Entire | 66 | MVA
TTS12 | Split Bus | 66 | MW
TTS12 | Split Bus | 66 | MVAr
TTS12 | Split Bus | 66 | MVA
TTS34 | Split Bus | 66 | MW
TTS34 | Split Bus | 66 | MVAr
TTS34 | Split Bus | 66 | MVA
WETS | Entire | 66 | MW | -129.1132 | -150.96 | -149.03 | -146.65 | -145.3 | -143.69 | -142.69 | -141.88 | -140.86 | -140.21 | -139.46
WETS | Entire | 66 | MVAr | 14.0454 | 45.05 | 44.28 | 43.31 | 42.77 | 42.12 | 41.72 | 41.39 | 40.98 | 40.72 | 40.42
WETS | Entire | 66 | MVA | -129.8749 | -157.5386 | -155.4692 | -152.9117 | -151.4641 | -149.7361 | -148.664 | -147.794 | -146.7 | -146.0033 | -145.1994
WMTS | Entire | 22 | MW | 0.11816 | -0.55 | -0.55 | -0.54 | -0.54 | -0.54 | -0.54 | -0.54 | -0.54 | -0.54 | -0.54
WMTS | Entire | 22 | MVAr | 0.089193 | 0.03 | 0.03 | 0.03 | 0.03 | 0.03 | 0.03 | 0.03 | 0.03 | 0.03 | 0.03
WMTS | Entire | 22 | MVA | 0.14805 | -0.55082 | -0.55082 | -0.54083 | -0.54083 | -0.54083 | -0.54083 | -0.54083 | -0.54083 | -0.54083 | -0.54083
WMTS | Entire | 66 | MW | 77.1327 | 54.0345 | 60.9946 | 62.1955 | 63.3012 | 64.6809 | 66.1469 | 67.7305 | 69.5879 | 71.4757 | 73.0788
WMTS | Entire | 66 | MVAr | -18.034 | -21.2755 | -18.9938 | -18.3851 | -17.9023 | -17.4683 | -17.0829 | -16.6784 | -16.2163 | -15.6674 | -15.1672
WMTS | Entire | 66 | MVA | 79.2129 | 58.0721 | 63.8835 | 64.8559 | 65.784 | 66.9982 | 68.3171 | 69.7538 | 71.4524 | 73.1727 | 74.6362
WOTS | Entire | 66 | MW | -4.24 | -4.8 | -6.8 | -8.4 | -9.6 | -10.3 | -10.7 | -11.2 | -11.6 | -12 | -12.4
WOTS | Entire | 66 | MVAr | 0.52 | 0.8 | 0.7 | 0.6 | 0.5 | 0.5 | 0.5 | 0.5 | 0.5 | 0.5 | 0.5
WOTS | Entire | 66 | MVA | -4.27 | -4.9 | -6.9 | -8.5 | -9.6 | -10.3 | -10.8 | -11.2 | -11.6 | -12.1 | -12.4
WOTS22 | Entire | 22 | MW | -7.92 | -11.3 | -12.3 | -13 | -13.6 | -14 | -14.4 | -14.7 | -15.1 | -15.4 | -15.6
WOTS22 | Entire | 22 | MVAr | -2 | -2.3 | -2.5 | -2.7 | -2.8 | -2.9 | -3 | -3.1 | -3.1 | -3.2 | -3.2
WOTS22 | Entire | 22 | MVA | -8.17 | -11.5 | -12.5 | -13.3 | -13.9 | -14.3 | -14.7 | -15 | -15.4 | -15.7 | -16
Note 1: Note that this is the observed actual and have not been weather normalised.